{"text_format":"1","workbook":"xlsx","n_sheets":5,"sheets":["About","Data","Graphs - all data","Graphs - daily","Graphs - hourly"],"not_rendered":{"charts":41,"images":0,"macros":1,"external_links":0,"defined_names":0,"comments":6,"pivot_tables":0},"unopened":[],"bounds":{"document_bytes":16777216,"sheet_cells":100000,"rows_first":2000,"rows_last":500,"rows_between":2000,"halvings":0,"cell_chars":16384,"cell_head_chars":4096},"cells_cut":0,"cells_raw":0,"read":"whole","date_system":"1900"}

{"sheet":"About","index":0,"n_rows":29,"n_cols":1,"rows_kept":29,"cut":false,"hidden":false,"merged":[]}
["PVSyst Input Analysis Spreadsheet"]
[]
["Created by PV Lighthouse"]
["Version 6.2"]
["2024-12-16"]
["This spreadsheet was created to assist subscribers to SunSolve-Yield determine PVSyst input factors."]
["Step-by-step instructions can be found in the word document called \"Info0030 - Extracting PVSyst Input Factors with SunSolve\"."]
[]
[]
["Change log"]
["Version 6.2"]
["Added workarounds for compatiblity issues with macOS: .GetOpenFilename not working; Windows(…).Activate not behaving as Workbooks(…).Activate"]
["Version 6.1"]
["Corrected headings from \"PMP - noMM,300K\" to \"PMP - noMM,25C\"."]
["Added calculation of bifacial gain for three conditions: (i) noMM, 25C; (ii) noMM, Tmod; and (iii) MM, Tmod.  Each might be of value for different reasons."]
["Version 6.0"]
["Added option to solve fMR for either versions before or after PVSyst Version 7.4.6."]
["Previous versions of this spreadsheet only solved fMR for PVSyst versions prior to 7.4.6."]
["They incorrectly calculated fMR, overesimating it by (1 - fB).  See Section 2 of \"Infor0030 - Extracting PVSyst Input Factors with SunSolve\" for details."]
["Version 5.3"]
["Corrected y-axis title for graphs of bifacial gain on the daily and hourly tabs.  Added (%) to y-axis titles on daily and hourly graphs."]
["Version 5.2"]
["Data in CSV files now selected by column headings rather than preassigned columns.  This permits the loading from SAT, fixed and EW wave output files from SunSolve."]
["Additional calculation column added to compute bifacial gain (see Column BH on 'Data' tab).  The computed values will only be meaningful if Simulations 1 and 2 are loaded correctly."]
["Graphs of bifacial gain added."]
["Version 5.1"]
["File import updated to support SunSolve v6.13.0"]
["Version 5.0"]
["Created (refer to white paper for updates since previous version)"]

{"sheet":"Data","index":1,"n_rows":8787,"n_cols":62,"rows_kept":1125,"cut":true,"hidden":false,"merged":[],"bounds":{"rows_first":500,"rows_last":125,"rows_between":500,"halvings":2}}
["PVSyst Input calculations",null,null,null,null,null,null,null,null,"Simulation 1",null,null,null,null,null,"Simulation 2",null,null,null,null,null,"Simulation 3",null,null,null,null,null,"Simulation 4",null,null,null,null,null,"Simulation 5",null,null,null,null,null,"Simulation 6",null,null,null,null,null,"Calculations"]
["Time period",null,null,"Insolation",null,null,null,null,null,"Include rear current",null,null,null,null,null,"Omit rear current",null,null,null,null,null,"Include rear current",null,null,null,null,null,"Include rear current",null,null,null,null,null,"Include rear current",null,null,null,null,null,"Include rear current",null,null,null,null,null,null,null,null,null,null,"Solve for PVSyst Version 7.4.6 or later",true]
[null,null,null,"[Insolation data will load when Sim 1 is loaded.]",null,null,null,null,null,"Includes structural supports and lateral spacing",null,null,null,null,null,"Includes structural supports and lateral spacing",null,null,null,null,null,"Structural supports transparent, includes lateral spacing",null,null,null,null,null,"Structural supports transparent and no lateral spacing",null,null,null,null,null,"Structural supports transparent and no lateral spacing",null,null,null,null,null,"Structural supports transparent and no lateral spacing",null,null,null,null,null,null,"MM loss","PVSyst input factors",null,null,null,null,null,null,null,"Equivalent factors for front intensity",null,null,null,"Bifacial gain"]
[null,null,null,null,null,null,null,null,null,"Actual albedo",null,null,null,null,null,"Actual albedo",null,null,null,null,null,"Actual albedo",null,null,null,null,null,"Actual albedo",null,null,null,null,null,{"$f":" \"Albedo = \" & AM4","v":"Albedo = 0.3"},null,null,null,null,0.3,{"$f":" \"Albedo = \" & AS4","v":"Albedo = 0.2"},null,null,null,null,0.2,null,null,null,null,null,null,null,null,null,null,null,null,null,null,"gB (%)"]
[null,null,null,null,null,null,null,null,null,null,{"$f":"SUMIFS(K7:K9080, K7:K9080, \">=\"& 0)/1000","v":9339.2949165791979},{"$f":"SUMIFS(L7:L9080, L7:L9080, \">=\"& 0)/1000","v":9102.518775359591},{"$f":"SUMIFS(M7:M9080, M7:M9080, \">=\"& 0)/1000","v":9072.7843021056178},{"$f":"SUMIFS(N7:N9080, N7:N9080, \">=\"& 0)","v":69.82584299460818},4.5498289990827923,null,{"$f":"SUMIFS(Q7:Q9080, Q7:Q9080, \">=\"& 0)/1000","v":8751.0783402390662},{"$f":"SUMIFS(R7:R9080, R7:R9080, \">=\"& 0)/1000","v":8518.9662072470583},{"$f":"SUMIFS(S7:S9080, S7:S9080, \">=\"& 0)/1000","v":8491.222155262516},{"$f":"SUMIFS(T7:T9080, T7:T9080, \">=\"& 0)","v":69.823664812759759},0,null,{"$f":"SUMIFS(W7:W9080, W7:W9080, \">=\"& 0)/1000","v":9396.9836236185911},{"$f":"SUMIFS(X7:X9080, X7:X9080, \">=\"& 0)/1000","v":9160.1708922115122},{"$f":"SUMIFS(Y7:Y9080, Y7:Y9080, \">=\"& 0)/1000","v":9130.9863375919831},{"$f":"SUMIFS(Z7:Z9080, Z7:Z9080, \">=\"& 0)","v":69.871963826639984},4.9503604986935077,null,{"$f":"SUMIFS(AC7:AC9080, AC7:AC9080, \">=\"& 0)/1000","v":9284.6303406071256},{"$f":"SUMIFS(AD7:AD9080, AD7:AD9080, \">=\"& 0)/1000","v":9048.781679263966},{"$f":"SUMIFS(AE7:AE9080, AE7:AE9080, \">=\"& 0)/1000","v":9021.3952382830812},{"$f":"SUMIFS(AF7:AF9080, AF7:AF9080, \">=\"& 0)","v":69.750332761140811},4.2018949000113128,null,{"$f":"SUMIFS(AI7:AI9080, AI7:AI9080, \">=\"& 0)/1000","v":9360.586045950271},{"$f":"SUMIFS(AJ7:AJ9080, AJ7:AJ9080, \">=\"& 0)/1000","v":9122.2091349065231},{"$f":"SUMIFS(AK7:AK9080, AK7:AK9080, \">=\"& 0)/1000","v":9094.2791306575346},{"$f":"SUMIFS(AL7:AL9080, AL7:AL9080, \">=\"& 0)","v":69.81135917791012},4.7292685001959942,null,{"$f":"SUMIFS(AO7:AO9080, AO7:AO9080, \">=\"& 0)/1000","v":9186.3468566713127},{"$f":"SUMIFS(AP7:AP9080, AP7:AP9080, \">=\"& 0)/1000","v":8960.9343761603268},{"$f":"SUMIFS(AQ7:AQ9080, AQ7:AQ9080, \">=\"& 0)/1000","v":8934.0337299910007},{"$f":"SUMIFS(AR7:AR9080, AR7:AR9080, \">=\"& 0)","v":69.634937599594977},3.555829800766797,null,{"$f":"100*(L5-M5)/L5","v":0.32666203704477992},{"$f":" 100* ($AS$4 + (AA5 - AS5) * ($AM$4 - $AS$4) /(AM5 - AS5) )","v":31.884137608594809},{"$f":" 100 * ($AS$4 + (AG5 - AS5) * ($AM$4 - $AS$4) /(AM5 - AS5) )","v":25.505742222058853},{"$f":" 100 * (AA5/AG5-1)","v":17.812573053176074},{"$f":" 100 * (1-O5/AA5)","v":8.0909561983702574},75.3,{"$f":" IF($AZ$2, 1, AZ5/100) * N5/O5","v":15.346915896989643},{"$f":"100*(R5-S5)/R5","v":0.32567392931950429},{"$f":"(AU5-BB5)*BA5","v":1.5164406156970889E-2},{"$f":" 100 * ($AS$4 + (Z5 - AR5) * ($AM$4 - $AS$4) /(AL5 - AR5))","v":33.435217466516811},{"$f":" 100 * ($AS$4 + (AF5 - AR5) * ($AM$4 - $AS$4) /(AL5 - AR5))","v":26.540875705108075},{"$f":"100*(Z5/AF5-1)","v":0.17438062398311693},{"$f":"100*(1-N5/Z5)","v":6.6007636691356453E-2},{"$f":"100 * (K5-Q5)/Q5","v":6.7216467899207784},{"$f":"100 * (L5-R5)/R5","v":6.8500397104064854},{"$f":"100 * (M5-S5)/S5","v":6.8489804672307759}]
["Day of year","Hour","Minute","Zenith (°)","Azimuth (°)","GHI (W/m2)","DHI (W/m2)","DNI (W/m2)","Diffuse fraction","Tmod_av (°C)","PMP - noMM,25C (W)","PMP - noMM (W)","PMP (W)","JF (A/cm2)","JR (A/cm2)","Tmod_av (°C)","PMP - noMM,25C (W)","PMP - noMM (W)","PMP (W)","JF (A/cm2)","JR (A/cm2)","Tmod_av (°C)","PMP - noMM,25C (W)","PMP - noMM (W)","PMP (W)","JF (A/cm2)","JR (A/cm2)","Tmod_av (°C)","PMP - noMM,25C (W)","PMP - noMM (W)","PMP (W)","JF (A/cm2)","JR (A/cm2)","Tmod_av (°C)","PMP - noMM,25C (W)","PMP - noMM (W)","PMP (W)","JF (A/cm2)","JR (A/cm2)","Tmod_av (°C)","PMP - noMM,25C (W)","PMP - noMM (W)","PMP (W)","JF (A/cm2)","JR (A/cm2)","Include","fM (%)","fAT (%)","fA (%)","fT (%)","fS (%)","fB (%)","fMR mult","fMF (%)","fMR (%)","fAT (%)","fA (%)","fT (%)","fS (%)","noMM, 25C","noMM, Tmod","MM, Tmod"]
[1,2,0,90.000002656260094,51.999996893572302,0,0,0,{"$error":"#N/A"},{"$error":"#N/A"},{"$error":"#N/A"},{"$error":"#N/A"},{"$error":"#N/A"},{"$error":"#N/A"},{"$error":"#N/A"},{"$error":"#N/A"},{"$error":"#N/A"},{"$error":"#N/A"},{"$error":"#N/A"},{"$error":"#N/A"},{"$error":"#N/A"},{"$error":"#N/A"},{"$error":"#N/A"},{"$error":"#N/A"},{"$error":"#N/A"},{"$error":"#N/A"},{"$error":"#N/A"},{"$error":"#N/A"},{"$error":"#N/A"},{"$error":"#N/A"},{"$error":"#N/A"},{"$error":"#N/A"},{"$error":"#N/A"},{"$error":"#N/A"},{"$error":"#N/A"},{"$error":"#N/A"},{"$error":"#N/A"},{"$error":"#N/A"},{"$error":"#N/A"},{"$error":"#N/A"},{"$error":"#N/A"},{"$error":"#N/A"},{"$error":"#N/A"},{"$error":"#N/A"},{"$error":"#N/A"},{"$f":"IF(ISNUMBER(O7),IF(O7>0,TRUE,FALSE),FALSE)","v":false},{"$f":" 100 * IF(AT7,(L7-M7)/L7,NA())","v":{"$error":"#N/A"}},{"$f":" 100 * IF(AT7, $AS$4 + (AA7 - AS7) * ($AM$4 - $AS$4) /(AM7 - AS7),NA())","v":{"$error":"#N/A"}},{"$f":" 100 * (IF(AT7, $AS$4 + (AG7 - AS7) * ($AM$4 - $AS$4) /(AM7 - AS7),NA()) )","v":{"$error":"#N/A"}},{"$f":" 100 * (IF(AT7,AA7/AG7-1,NA()))","v":{"$error":"#N/A"}},{"$f":" 100 * (IF(AT7,1-O7/AA7,NA()))","v":{"$error":"#N/A"}},{"$f":"IF(AT7,$AZ$5,NA())","v":{"$error":"#N/A"}},{"$f":" IF($AZ$2, 1, AZ7/100) * (1 + N7/O7)","v":{"$error":"#N/A"}},{"$f":" 100 * IF(AT7,(R7-S7)/R7,NA())","v":{"$error":"#N/A"}},{"$f":"(AU7-BB7)*BA7","v":{"$error":"#N/A"}},{"$f":" 100 * (IF(AT7, $AS$4 + (Z7 - AR7) * ($AM$4 - $AS$4) /(AL7 - AR7),NA()))","v":{"$error":"#N/A"}},{"$f":" 100 * (IF(AT7, $AS$4 + (AF7 - AR7) * ($AM$4 - $AS$4) /(AL7 - AR7),NA()))","v":{"$error":"#N/A"}},{"$f":" 100 * (IF(AT7,Z7/AF7-1,NA()))","v":{"$error":"#N/A"}},{"$f":" 100 * (IF(AT7,1-N7/Z7,NA()))","v":{"$error":"#N/A"}},{"$f":"100 * IF(AT7,(K7-Q7)/Q7,NA())","v":{"$error":"#N/A"}},{"$error":"#N/A"},{"$error":"#N/A"}]
[1,3,0,90.000002656260094,70.900000948443804,0,0,0,{"$error":"#N/A"},{"$error":"#N/A"},{"$error":"#N/A"},{"$error":"#N/A"},{"$error":"#N/A"},{"$error":"#N/A"},{"$error":"#N/A"},{"$error":"#N/A"},{"$error":"#N/A"},{"$error":"#N/A"},{"$error":"#N/A"},{"$error":"#N/A"},{"$error":"#N/A"},{"$error":"#N/A"},{"$error":"#N/A"},{"$error":"#N/A"},{"$error":"#N/A"},{"$error":"#N/A"},{"$error":"#N/A"},{"$error":"#N/A"},{"$error":"#N/A"},{"$error":"#N/A"},{"$error":"#N/A"},{"$error":"#N/A"},{"$error":"#N/A"},{"$error":"#N/A"},{"$error":"#N/A"},{"$error":"#N/A"},{"$error":"#N/A"},{"$error":"#N/A"},{"$error":"#N/A"},{"$error":"#N/A"},{"$error":"#N/A"},{"$error":"#N/A"},{"$error":"#N/A"},{"$error":"#N/A"},{"$error":"#N/A"},false,{"$error":"#N/A"},{"$error":"#N/A"},{"$error":"#N/A"},{"$error":"#N/A"},{"$error":"#N/A"},{"$error":"#N/A"},{"$f":" IF($AZ$2, 1, AZ8/100) * (1 + N8/O8)","v":{"$error":"#N/A"}},{"$error":"#N/A"},{"$error":"#N/A"},{"$error":"#N/A"},{"$error":"#N/A"},{"$error":"#N/A"},{"$error":"#N/A"},{"$error":"#N/A"},{"$error":"#N/A"},{"$error":"#N/A"}]
[1,4,0,90.000002656260094,83.800002559620395,0,0,0,{"$error":"#N/A"},{"$error":"#N/A"},{"$error":"#N/A"},{"$error":"#N/A"},{"$error":"#N/A"},{"$error":"#N/A"},{"$error":"#N/A"},{"$error":"#N/A"},{"$error":"#N/A"},{"$error":"#N/A"},{"$error":"#N/A"},{"$error":"#N/A"},{"$error":"#N/A"},{"$error":"#N/A"},{"$error":"#N/A"},{"$error":"#N/A"},{"$error":"#N/A"},{"$error":"#N/A"},{"$error":"#N/A"},{"$error":"#N/A"},{"$error":"#N/A"},{"$error":"#N/A"},{"$error":"#N/A"},{"$error":"#N/A"},{"$error":"#N/A"},{"$error":"#N/A"},{"$error":"#N/A"},{"$error":"#N/A"},{"$error":"#N/A"},{"$error":"#N/A"},{"$error":"#N/A"},{"$error":"#N/A"},{"$error":"#N/A"},{"$error":"#N/A"},{"$error":"#N/A"},{"$error":"#N/A"},{"$error":"#N/A"},false,{"$error":"#N/A"},{"$error":"#N/A"},{"$error":"#N/A"},{"$error":"#N/A"},{"$error":"#N/A"},{"$error":"#N/A"},{"$error":"#N/A"},{"$error":"#N/A"},{"$error":"#N/A"},{"$error":"#N/A"},{"$error":"#N/A"},{"$error":"#N/A"},{"$error":"#N/A"},{"$error":"#N/A"},{"$error":"#N/A"},{"$error":"#N/A"}]
[1,5,0,90.000002656260094,93.899998173382599,0,0,0,{"$error":"#N/A"},{"$error":"#N/A"},{"$error":"#N/A"},{"$error":"#N/A"},{"$error":"#N/A"},{"$error":"#N/A"},{"$error":"#N/A"},{"$error":"#N/A"},{"$error":"#N/A"},{"$error":"#N/A"},{"$error":"#N/A"},{"$error":"#N/A"},{"$error":"#N/A"},{"$error":"#N/A"},{"$error":"#N/A"},{"$error":"#N/A"},{"$error":"#N/A"},{"$error":"#N/A"},{"$error":"#N/A"},{"$error":"#N/A"},{"$error":"#N/A"},{"$error":"#N/A"},{"$error":"#N/A"},{"$error":"#N/A"},{"$error":"#N/A"},{"$error":"#N/A"},{"$error":"#N/A"},{"$error":"#N/A"},{"$error":"#N/A"},{"$error":"#N/A"},{"$error":"#N/A"},{"$error":"#N/A"},{"$error":"#N/A"},{"$error":"#N/A"},{"$error":"#N/A"},{"$error":"#N/A"},{"$error":"#N/A"},false,{"$error":"#N/A"},{"$error":"#N/A"},{"$error":"#N/A"},{"$error":"#N/A"},{"$error":"#N/A"},{"$error":"#N/A"},{"$error":"#N/A"},{"$error":"#N/A"},{"$error":"#N/A"},{"$error":"#N/A"},{"$error":"#N/A"},{"$error":"#N/A"},{"$error":"#N/A"},{"$error":"#N/A"},{"$error":"#N/A"},{"$error":"#N/A"}]
[1,6,0,90.000002656260094,103.399995971286,0,0,0,{"$error":"#N/A"},{"$error":"#N/A"},{"$error":"#N/A"},{"$error":"#N/A"},{"$error":"#N/A"},{"$error":"#N/A"},{"$error":"#N/A"},{"$error":"#N/A"},{"$error":"#N/A"},{"$error":"#N/A"},{"$error":"#N/A"},{"$error":"#N/A"},{"$error":"#N/A"},{"$error":"#N/A"},{"$error":"#N/A"},{"$error":"#N/A"},{"$error":"#N/A"},{"$error":"#N/A"},{"$error":"#N/A"},{"$error":"#N/A"},{"$error":"#N/A"},{"$error":"#N/A"},{"$error":"#N/A"},{"$error":"#N/A"},{"$error":"#N/A"},{"$error":"#N/A"},{"$error":"#N/A"},{"$error":"#N/A"},{"$error":"#N/A"},{"$error":"#N/A"},{"$error":"#N/A"},{"$error":"#N/A"},{"$error":"#N/A"},{"$error":"#N/A"},{"$error":"#N/A"},{"$error":"#N/A"},{"$error":"#N/A"},false,{"$error":"#N/A"},{"$error":"#N/A"},{"$error":"#N/A"},{"$error":"#N/A"},{"$error":"#N/A"},{"$error":"#N/A"},{"$error":"#N/A"},{"$error":"#N/A"},{"$error":"#N/A"},{"$error":"#N/A"},{"$error":"#N/A"},{"$error":"#N/A"},{"$error":"#N/A"},{"$error":"#N/A"},{"$error":"#N/A"},{"$error":"#N/A"}]
[1,7,0,90.000002656260094,112.499998463301,0,0,0,{"$error":"#N/A"},{"$error":"#N/A"},{"$error":"#N/A"},{"$error":"#N/A"},{"$error":"#N/A"},{"$error":"#N/A"},{"$error":"#N/A"},{"$error":"#N/A"},{"$error":"#N/A"},{"$error":"#N/A"},{"$error":"#N/A"},{"$error":"#N/A"},{"$error":"#N/A"},{"$error":"#N/A"},{"$error":"#N/A"},{"$error":"#N/A"},{"$error":"#N/A"},{"$error":"#N/A"},{"$error":"#N/A"},{"$error":"#N/A"},{"$error":"#N/A"},{"$error":"#N/A"},{"$error":"#N/A"},{"$error":"#N/A"},{"$error":"#N/A"},{"$error":"#N/A"},{"$error":"#N/A"},{"$error":"#N/A"},{"$error":"#N/A"},{"$error":"#N/A"},{"$error":"#N/A"},{"$error":"#N/A"},{"$error":"#N/A"},{"$error":"#N/A"},{"$error":"#N/A"},{"$error":"#N/A"},{"$error":"#N/A"},false,{"$error":"#N/A"},{"$error":"#N/A"},{"$error":"#N/A"},{"$error":"#N/A"},{"$error":"#N/A"},{"$error":"#N/A"},{"$error":"#N/A"},{"$error":"#N/A"},{"$error":"#N/A"},{"$error":"#N/A"},{"$error":"#N/A"},{"$error":"#N/A"},{"$error":"#N/A"},{"$error":"#N/A"},{"$error":"#N/A"},{"$error":"#N/A"}]
[1,8,0,89.900006258299399,121.899999863245,6,6,0,1,{"$error":"#N/A"},{"$error":"#N/A"},{"$error":"#N/A"},{"$error":"#N/A"},{"$error":"#N/A"},{"$error":"#N/A"},{"$error":"#N/A"},{"$error":"#N/A"},{"$error":"#N/A"},{"$error":"#N/A"},{"$error":"#N/A"},{"$error":"#N/A"},{"$error":"#N/A"},{"$error":"#N/A"},{"$error":"#N/A"},{"$error":"#N/A"},{"$error":"#N/A"},{"$error":"#N/A"},{"$error":"#N/A"},{"$error":"#N/A"},{"$error":"#N/A"},{"$error":"#N/A"},{"$error":"#N/A"},{"$error":"#N/A"},{"$error":"#N/A"},{"$error":"#N/A"},{"$error":"#N/A"},{"$error":"#N/A"},{"$error":"#N/A"},{"$error":"#N/A"},{"$error":"#N/A"},{"$error":"#N/A"},{"$error":"#N/A"},{"$error":"#N/A"},{"$error":"#N/A"},{"$error":"#N/A"},false,{"$error":"#N/A"},{"$error":"#N/A"},{"$error":"#N/A"},{"$error":"#N/A"},{"$error":"#N/A"},{"$error":"#N/A"},{"$error":"#N/A"},{"$error":"#N/A"},{"$error":"#N/A"},{"$error":"#N/A"},{"$error":"#N/A"},{"$error":"#N/A"},{"$error":"#N/A"},{"$error":"#N/A"},{"$error":"#N/A"},{"$error":"#N/A"}]
[1,9,0,80.999996562205993,132.600012720959,62,59,19.177357000000001,0.95161289999999998,1.0160156250000201,294.24880000000002,316.07580000000002,313.95395000000002,2.5917000000000002E-3,2.6049999999999999E-4,1.0630126953125201,261.9941,280.9803,278.79608000000002,2.5931999999999999E-3,0,1.0119873046875201,297.53719999999998,319.65440000000001,317.60599999999999,2.5948999999999998E-3,2.8390000000000002E-4,1.0190063476562701,292.98099999999999,314.69839999999999,312.86783000000003,2.5906000000000002E-3,2.5149999999999999E-4,1.02098999023439,294.7593,316.62810000000002,314.77103,2.5899999999999999E-3,2.6630000000000002E-4,0.96199951171877196,284.51909999999998,305.5487,303.75510000000003,2.5875E-3,1.8660000000000001E-4,true,0.67131048944588445,32.208281053952319,28.143036386449182,12.882703777336001,8.2423388517083538,75.3,10.948944337811902,0.77735698908428175,-1.1610972217606019,49.60000000000062,32.400000000001455,0.16598471396587211,0.12331881768081754,12.311231436127764,12.490377439272439,12.610604137619152]
[1,10,0,73.6000008338507,144.600007894302,146,119,95.628900000000002,0.81506849999999997,4.3789916992187701,882.30560000000003,943.16409999999996,938.7423,6.7247000000000001E-3,7.2409999999999998E-4,4.5030151367187701,787.29650000000004,841.23810000000003,836.53687000000002,6.7158000000000001E-3,0,4.3669982910156397,890.29079999999999,951.74170000000004,946.95543999999995,6.7267999999999998E-3,7.8339999999999996E-4,4.3850036621093897,876.59820000000002,937.0421,932.13715000000002,6.6939E-3,7.1089999999999999E-4,4.3949829101562701,883.06870000000004,943.93679999999995,939.34529999999995,6.7051999999999997E-3,7.494E-4,4.2870117187500201,861.09659999999997,920.74609999999996,915.89495999999997,6.6677000000000004E-3,6.1779999999999995E-4,true,0.46882615655112003,32.583586626139812,27.074468085106385,10.198340132226758,7.5695685473576741,75.3,10.286976936887172,0.55884653821551933,-0.92603759003145636,35.760000000000126,26.986666666666697,0.49149225414182318,3.1218409942312952E-2,12.067766083044951,12.116189221577093,12.21768384219574]
[1,11,0,68.0999998080529,157.800008413407,304,138,445.05475000000001,0.45394737000000002,11.0859924316406,2010.8478,2103.8413,2093.6033000000002,1.50825E-2,9.986000000000001E-4,11.2380004882812,1879.317,1965.4462000000001,1957.1,1.50776E-2,0,11.0549865722656,2023.6759999999999,2117.4591999999998,2107.9648000000002,1.5088499999999999E-2,1.0905999999999999E-3,11.1,1996.0831000000001,2088.3290000000002,2079.0405000000001,1.50513E-2,9.1719999999999996E-4,11.110009765625,2007.6067,2100.3054000000002,2090.674,1.50703E-2,9.8640009999999994E-4,10.9089904785156,1971.171,2063.5237000000002,2055.6215999999999,1.49987E-2,7.7970000000000003E-4,true,0.48663366386047407,35.041115122827712,26.652149660304953,18.905364151766246,8.4357234549788949,75.3,16.103645103144402,0.42464657643644388,0.99821805685416776,32.541899441340718,27.346368715083802,0.24715473082059791,3.9765384233014789E-2,6.9988618205443789,7.0414087142146116,6.9747739001584135]
[1,12,0,65.199997412677803,172.59999987011801,470,146,772.43615999999997,0.31063829999999998,16.261987304687501,2591.9094,2666.9994999999999,2648.7516999999998,1.91202E-2,1.3963000000000001E-3,16.465997314453102,2409.7206999999999,2478.0524999999998,2461.8362000000002,1.9125799999999998E-2,0,16.209985351562501,2612.7746999999999,2688.9043000000001,2669.4546,1.91284E-2,1.5475E-3,16.262994384765602,2576.4843999999998,2651.1291999999999,2634.5194999999999,1.91209E-2,1.2779001E-3,16.292016601562501,2606.7710000000002,2682.0297999999998,2664.2469999999998,1.9136899999999998E-2,1.4934E-3,15.9349914550781,2542.8373999999999,2619.2878000000001,2602.3454999999999,1.9109500000000001E-2,1.0323000999999999E-3,true,0.68420710240103522,31.173281538339086,25.326394562219601,21.097102973855321,9.770597738287556,75.3,14.69347561412304,0.65439695083133198,0.43801473514274614,26.897810218978446,24.160583941605662,3.9224095100132139E-2,4.2868195980849677E-2,7.5605733062757086,7.6248182796772923,7.5925238242901623]
[1,13,0,65.199997412677803,187.399991326828,389,143,586.47929999999997,0.36760925999999999,14.6880126953125,2157.4978000000001,2231.4812000000002,2217.1781999999998,1.5926800000000001E-2,1.2735999999999999E-3,14.8640075683593,1992.2072000000001,2059.5122000000001,2048.2040000000002,1.5939100000000001E-2,0,14.6570068359375,2176.2766000000001,2251.1149999999998,2236.1212999999998,1.5937300000000001E-2,1.4067000000000001E-3,14.6870056152343,2145.2512000000002,2218.8325,2205.9153000000001,1.5932700000000001E-2,1.1742E-3,14.7069946289062,2161.8225000000002,2235.8141999999998,2223.5770000000002,1.5932700000000001E-2,1.3010000000000001E-3,14.4330078125,2106.4207000000001,2180.4796999999999,2167.3126999999999,1.5908700000000001E-2,9.0200000000000002E-4,true,0.64096439620465262,32.649122807017541,26.822055137844607,19.800715380684728,9.4618610933390297,75.3,13.505339195979902,0.54907176563459736,1.2410411454594683,31.91666666666687,30,2.8871440496591738E-2,6.5883179710490847E-2,8.2968578770320693,8.3499869532212561,8.2498715948215917]
[1,14,0,68.0999998080529,202.19998278353901,106,106,0,1,6.1899963378906397,455.61540000000002,483.66550000000001,479.44146999999998,3.5046000000000001E-3,6.2730000000000001E-4,6.2929931640625201,376.202,398.85669999999999,394.65114999999997,3.5049999999999999E-3,0,6.1859985351562701,462.7,491.23248000000001,486.55509999999998,3.5103000000000001E-3,6.7750000000000004E-4,6.1960083007812701,453.71260000000001,481.63058000000001,477.41156000000001,3.483E-3,6.3369999999999995E-4,6.2090087890625201,459.58330000000001,487.87020000000001,483.53203999999999,3.496E-3,6.6730000000000001E-4,6.1039978027343897,439.58699999999999,466.69940000000003,462.12869999999998,3.4624999999999999E-3,5.4299999999999997E-4,true,0.87333704802183065,30.820595333869672,27.296862429605788,6.9117879122613468,7.4095940959409639,75.3,6.5868005738880919,1.0544012423509539,-1.192633739117654,34.268656716417915,26.11940298507464,0.7838070628768401,0.1623792838218896,21.109244501624133,21.26297489800222,21.484878480653109]
[1,15,0,73.6000008338507,215.39999301669101,24,24,0,1,3.2900024414062701,62.7057,63.876399999999997,63.445686000000002,7.9009999999999996E-4,1.448E-4,3.3109985351562701,46.741900000000001,46.811802,46.600017999999999,7.8980000000000001E-4,0,3.2900024414062701,64.056600000000003,65.329700000000003,64.864099999999993,7.9039995999999996E-4,1.5650000000000001E-4,3.2910095214843902,62.2318,63.368899999999996,62.962910000000001,7.8390003000000002E-4,1.4660001E-4,3.2950073242187701,63.263297999999999,64.478099999999998,64.067220000000006,7.8620000000000003E-4,1.5339999999999999E-4,3.2690063476562701,59.3384,60.261699999999998,59.897373000000002,7.7870000000000001E-4,1.2579999999999999E-4,true,0.67429285307248799,31.123188405797109,27.536235507246381,6.7530622951526453,7.476038338658153,75.3,6.4564917127071819,0.45241582453929352,1.432547195964665,35.599946666666568,26.933373333333321,0.82917843490832865,3.7950406778863854E-2,34.153083207999671,36.453623383265601,36.149488182601139]
[1,16,0,80.999996562205993,227.39998819003401,10,10,0,1,2.1480041503906402,14.6861,14.432301000000001,14.411846000000001,3.9419999999999999E-4,4.3699999999999998E-5,2.1549926757812701,11.9017,11.696,11.679852,3.9409999999999998E-4,0,2.1449829101562701,14.952,14.6938,14.674561000000001,3.946E-4,4.7200000000000002E-5,2.1480041503906402,14.5838,14.331899999999999,14.313893999999999,3.9389999999999998E-4,4.21E-5,2.1530090332031402,14.7659,14.5109005,14.492334,3.9399999999999998E-4,4.5000000000000003E-5,2.1429992675781402,13.8224,13.5839,13.566195499999999,3.9340000000000002E-4,3.15E-5,true,0.14173069145384445,31.62962962962963,27.851851851851851,12.11401425178147,7.4152542372881385,75.3,10.020594965675057,0.13806429548563087,3.6739468981252341E-2,40.000000000000902,28.333333333333183,0.1777100787001773,0.10136847440446184,23.394977188132788,23.3951863885089,23.390655977490127]
[1,17,0,89.900006258299399,238.10001076179501,1,1,0,1,{"$error":"#N/A"},{"$error":"#N/A"},{"$error":"#N/A"},{"$error":"#N/A"},{"$error":"#N/A"},{"$error":"#N/A"},{"$error":"#N/A"},{"$error":"#N/A"},{"$error":"#N/A"},{"$error":"#N/A"},{"$error":"#N/A"},{"$error":"#N/A"},{"$error":"#N/A"},{"$error":"#N/A"},{"$error":"#N/A"},{"$error":"#N/A"},{"$error":"#N/A"},{"$error":"#N/A"},{"$error":"#N/A"},{"$error":"#N/A"},{"$error":"#N/A"},{"$error":"#N/A"},{"$error":"#N/A"},{"$error":"#N/A"},{"$error":"#N/A"},{"$error":"#N/A"},{"$error":"#N/A"},{"$error":"#N/A"},{"$error":"#N/A"},{"$error":"#N/A"},{"$error":"#N/A"},{"$error":"#N/A"},{"$error":"#N/A"},{"$error":"#N/A"},{"$error":"#N/A"},{"$error":"#N/A"},false,{"$error":"#N/A"},{"$error":"#N/A"},{"$error":"#N/A"},{"$error":"#N/A"},{"$error":"#N/A"},{"$error":"#N/A"},{"$error":"#N/A"},{"$error":"#N/A"},{"$error":"#N/A"},{"$error":"#N/A"},{"$error":"#N/A"},{"$error":"#N/A"},{"$error":"#N/A"},{"$error":"#N/A"},{"$error":"#N/A"},{"$error":"#N/A"}]
[1,18,0,90.000002656260094,247.49998301959801,0,0,0,{"$error":"#N/A"},{"$error":"#N/A"},{"$error":"#N/A"},{"$error":"#N/A"},{"$error":"#N/A"},{"$error":"#N/A"},{"$error":"#N/A"},{"$error":"#N/A"},{"$error":"#N/A"},{"$error":"#N/A"},{"$error":"#N/A"},{"$error":"#N/A"},{"$error":"#N/A"},{"$error":"#N/A"},{"$error":"#N/A"},{"$error":"#N/A"},{"$error":"#N/A"},{"$error":"#N/A"},{"$error":"#N/A"},{"$error":"#N/A"},{"$error":"#N/A"},{"$error":"#N/A"},{"$error":"#N/A"},{"$error":"#N/A"},{"$error":"#N/A"},{"$error":"#N/A"},{"$error":"#N/A"},{"$error":"#N/A"},{"$error":"#N/A"},{"$error":"#N/A"},{"$error":"#N/A"},{"$error":"#N/A"},{"$error":"#N/A"},{"$error":"#N/A"},{"$error":"#N/A"},{"$error":"#N/A"},{"$error":"#N/A"},false,{"$error":"#N/A"},{"$error":"#N/A"},{"$error":"#N/A"},{"$error":"#N/A"},{"$error":"#N/A"},{"$error":"#N/A"},{"$error":"#N/A"},{"$error":"#N/A"},{"$error":"#N/A"},{"$error":"#N/A"},{"$error":"#N/A"},{"$error":"#N/A"},{"$error":"#N/A"},{"$error":"#N/A"},{"$error":"#N/A"},{"$error":"#N/A"}]
[1,19,0,90.000002656260094,256.60002436780002,0,0,0,{"$error":"#N/A"},{"$error":"#N/A"},{"$error":"#N/A"},{"$error":"#N/A"},{"$error":"#N/A"},{"$error":"#N/A"},{"$error":"#N/A"},{"$error":"#N/A"},{"$error":"#N/A"},{"$error":"#N/A"},{"$error":"#N/A"},{"$error":"#N/A"},{"$error":"#N/A"},{"$error":"#N/A"},{"$error":"#N/A"},{"$error":"#N/A"},{"$error":"#N/A"},{"$error":"#N/A"},{"$error":"#N/A"},{"$error":"#N/A"},{"$error":"#N/A"},{"$error":"#N/A"},{"$error":"#N/A"},{"$error":"#N/A"},{"$error":"#N/A"},{"$error":"#N/A"},{"$error":"#N/A"},{"$error":"#N/A"},{"$error":"#N/A"},{"$error":"#N/A"},{"$error":"#N/A"},{"$error":"#N/A"},{"$error":"#N/A"},{"$error":"#N/A"},{"$error":"#N/A"},{"$error":"#N/A"},{"$error":"#N/A"},false,{"$error":"#N/A"},{"$error":"#N/A"},{"$error":"#N/A"},{"$error":"#N/A"},{"$error":"#N/A"},{"$error":"#N/A"},{"$error":"#N/A"},{"$error":"#N/A"},{"$error":"#N/A"},{"$error":"#N/A"},{"$error":"#N/A"},{"$error":"#N/A"},{"$error":"#N/A"},{"$error":"#N/A"},{"$error":"#N/A"},{"$error":"#N/A"}]
[1,20,0,90.000002656260094,266.10001245165802,0,0,0,{"$error":"#N/A"},{"$error":"#N/A"},{"$error":"#N/A"},{"$error":"#N/A"},{"$error":"#N/A"},{"$error":"#N/A"},{"$error":"#N/A"},{"$error":"#N/A"},{"$error":"#N/A"},{"$error":"#N/A"},{"$error":"#N/A"},{"$error":"#N/A"},{"$error":"#N/A"},{"$error":"#N/A"},{"$error":"#N/A"},{"$error":"#N/A"},{"$error":"#N/A"},{"$error":"#N/A"},{"$error":"#N/A"},{"$error":"#N/A"},{"$error":"#N/A"},{"$error":"#N/A"},{"$error":"#N/A"},{"$error":"#N/A"},{"$error":"#N/A"},{"$error":"#N/A"},{"$error":"#N/A"},{"$error":"#N/A"},{"$error":"#N/A"},{"$error":"#N/A"},{"$error":"#N/A"},{"$error":"#N/A"},{"$error":"#N/A"},{"$error":"#N/A"},{"$error":"#N/A"},{"$error":"#N/A"},{"$error":"#N/A"},false,{"$error":"#N/A"},{"$error":"#N/A"},{"$error":"#N/A"},{"$error":"#N/A"},{"$error":"#N/A"},{"$error":"#N/A"},{"$error":"#N/A"},{"$error":"#N/A"},{"$error":"#N/A"},{"$error":"#N/A"},{"$error":"#N/A"},{"$error":"#N/A"},{"$error":"#N/A"},{"$error":"#N/A"},{"$error":"#N/A"},{"$error":"#N/A"}]
[1,21,0,90.000002656260094,276.20001777946698,0,0,0,{"$error":"#N/A"},{"$error":"#N/A"},{"$error":"#N/A"},{"$error":"#N/A"},{"$error":"#N/A"},{"$error":"#N/A"},{"$error":"#N/A"},{"$error":"#N/A"},{"$error":"#N/A"},{"$error":"#N/A"},{"$error":"#N/A"},{"$error":"#N/A"},{"$error":"#N/A"},{"$error":"#N/A"},{"$error":"#N/A"},{"$error":"#N/A"},{"$error":"#N/A"},{"$error":"#N/A"},{"$error":"#N/A"},{"$error":"#N/A"},{"$error":"#N/A"},{"$error":"#N/A"},{"$error":"#N/A"},{"$error":"#N/A"},{"$error":"#N/A"},{"$error":"#N/A"},{"$error":"#N/A"},{"$error":"#N/A"},{"$error":"#N/A"},{"$error":"#N/A"},{"$error":"#N/A"},{"$error":"#N/A"},{"$error":"#N/A"},{"$error":"#N/A"},{"$error":"#N/A"},{"$error":"#N/A"},{"$error":"#N/A"},false,{"$error":"#N/A"},{"$error":"#N/A"},{"$error":"#N/A"},{"$error":"#N/A"},{"$error":"#N/A"},{"$error":"#N/A"},{"$error":"#N/A"},{"$error":"#N/A"},{"$error":"#N/A"},{"$error":"#N/A"},{"$error":"#N/A"},{"$error":"#N/A"},{"$error":"#N/A"},{"$error":"#N/A"},{"$error":"#N/A"},{"$error":"#N/A"}]
[1,22,0,90.000002656260094,289.09999996254902,0,0,0,{"$error":"#N/A"},{"$error":"#N/A"},{"$error":"#N/A"},{"$error":"#N/A"},{"$error":"#N/A"},{"$error":"#N/A"},{"$error":"#N/A"},{"$error":"#N/A"},{"$error":"#N/A"},{"$error":"#N/A"},{"$error":"#N/A"},{"$error":"#N/A"},{"$error":"#N/A"},{"$error":"#N/A"},{"$error":"#N/A"},{"$error":"#N/A"},{"$error":"#N/A"},{"$error":"#N/A"},{"$error":"#N/A"},{"$error":"#N/A"},{"$error":"#N/A"},{"$error":"#N/A"},{"$error":"#N/A"},{"$error":"#N/A"},{"$error":"#N/A"},{"$error":"#N/A"},{"$error":"#N/A"},{"$error":"#N/A"},{"$error":"#N/A"},{"$error":"#N/A"},{"$error":"#N/A"},{"$error":"#N/A"},{"$error":"#N/A"},{"$error":"#N/A"},{"$error":"#N/A"},{"$error":"#N/A"},{"$error":"#N/A"},false,{"$error":"#N/A"},{"$error":"#N/A"},{"$error":"#N/A"},{"$error":"#N/A"},{"$error":"#N/A"},{"$error":"#N/A"},{"$error":"#N/A"},{"$error":"#N/A"},{"$error":"#N/A"},{"$error":"#N/A"},{"$error":"#N/A"},{"$error":"#N/A"},{"$error":"#N/A"},{"$error":"#N/A"},{"$error":"#N/A"},{"$error":"#N/A"}]
[1,23,0,90.000002656260094,307.99999916039798,0,0,0,{"$error":"#N/A"},{"$error":"#N/A"},{"$error":"#N/A"},{"$error":"#N/A"},{"$error":"#N/A"},{"$error":"#N/A"},{"$error":"#N/A"},{"$error":"#N/A"},{"$error":"#N/A"},{"$error":"#N/A"},{"$error":"#N/A"},{"$error":"#N/A"},{"$error":"#N/A"},{"$error":"#N/A"},{"$error":"#N/A"},{"$error":"#N/A"},{"$error":"#N/A"},{"$error":"#N/A"},{"$error":"#N/A"},{"$error":"#N/A"},{"$error":"#N/A"},{"$error":"#N/A"},{"$error":"#N/A"},{"$error":"#N/A"},{"$error":"#N/A"},{"$error":"#N/A"},{"$error":"#N/A"},{"$error":"#N/A"},{"$error":"#N/A"},{"$error":"#N/A"},{"$error":"#N/A"},{"$error":"#N/A"},{"$error":"#N/A"},{"$error":"#N/A"},{"$error":"#N/A"},{"$error":"#N/A"},{"$error":"#N/A"},false,{"$error":"#N/A"},{"$error":"#N/A"},{"$error":"#N/A"},{"$error":"#N/A"},{"$error":"#N/A"},{"$error":"#N/A"},{"$error":"#N/A"},{"$error":"#N/A"},{"$error":"#N/A"},{"$error":"#N/A"},{"$error":"#N/A"},{"$error":"#N/A"},{"$error":"#N/A"},{"$error":"#N/A"},{"$error":"#N/A"},{"$error":"#N/A"}]
[2,0,0,90.000002656260094,339.100005755604,0,0,0,{"$error":"#N/A"},{"$error":"#N/A"},{"$error":"#N/A"},{"$error":"#N/A"},{"$error":"#N/A"},{"$error":"#N/A"},{"$error":"#N/A"},{"$error":"#N/A"},{"$error":"#N/A"},{"$error":"#N/A"},{"$error":"#N/A"},{"$error":"#N/A"},{"$error":"#N/A"},{"$error":"#N/A"},{"$error":"#N/A"},{"$error":"#N/A"},{"$error":"#N/A"},{"$error":"#N/A"},{"$error":"#N/A"},{"$error":"#N/A"},{"$error":"#N/A"},{"$error":"#N/A"},{"$error":"#N/A"},{"$error":"#N/A"},{"$error":"#N/A"},{"$error":"#N/A"},{"$error":"#N/A"},{"$error":"#N/A"},{"$error":"#N/A"},{"$error":"#N/A"},{"$error":"#N/A"},{"$error":"#N/A"},{"$error":"#N/A"},{"$error":"#N/A"},{"$error":"#N/A"},{"$error":"#N/A"},{"$error":"#N/A"},false,{"$error":"#N/A"},{"$error":"#N/A"},{"$error":"#N/A"},{"$error":"#N/A"},{"$error":"#N/A"},{"$error":"#N/A"},{"$error":"#N/A"},{"$error":"#N/A"},{"$error":"#N/A"},{"$error":"#N/A"},{"$error":"#N/A"},{"$error":"#N/A"},{"$error":"#N/A"},{"$error":"#N/A"},{"$error":"#N/A"},{"$error":"#N/A"}]
[2,1,0,90.000002656260094,20.800003614452301,0,0,0,{"$error":"#N/A"},{"$error":"#N/A"},{"$error":"#N/A"},{"$error":"#N/A"},{"$error":"#N/A"},{"$error":"#N/A"},{"$error":"#N/A"},{"$error":"#N/A"},{"$error":"#N/A"},{"$error":"#N/A"},{"$error":"#N/A"},{"$error":"#N/A"},{"$error":"#N/A"},{"$error":"#N/A"},{"$error":"#N/A"},{"$error":"#N/A"},{"$error":"#N/A"},{"$error":"#N/A"},{"$error":"#N/A"},{"$error":"#N/A"},{"$error":"#N/A"},{"$error":"#N/A"},{"$error":"#N/A"},{"$error":"#N/A"},{"$error":"#N/A"},{"$error":"#N/A"},{"$error":"#N/A"},{"$error":"#N/A"},{"$error":"#N/A"},{"$error":"#N/A"},{"$error":"#N/A"},{"$error":"#N/A"},{"$error":"#N/A"},{"$error":"#N/A"},{"$error":"#N/A"},{"$error":"#N/A"},{"$error":"#N/A"},false,{"$error":"#N/A"},{"$error":"#N/A"},{"$error":"#N/A"},{"$error":"#N/A"},{"$error":"#N/A"},{"$error":"#N/A"},{"$error":"#N/A"},{"$error":"#N/A"},{"$error":"#N/A"},{"$error":"#N/A"},{"$error":"#N/A"},{"$error":"#N/A"},{"$error":"#N/A"},{"$error":"#N/A"},{"$error":"#N/A"},{"$error":"#N/A"}]
[2,2,0,90.000002656260094,51.899995638588202,0,0,0,{"$error":"#N/A"},{"$error":"#N/A"},{"$error":"#N/A"},{"$error":"#N/A"},{"$error":"#N/A"},{"$error":"#N/A"},{"$error":"#N/A"},{"$error":"#N/A"},{"$error":"#N/A"},{"$error":"#N/A"},{"$error":"#N/A"},{"$error":"#N/A"},{"$error":"#N/A"},{"$error":"#N/A"},{"$error":"#N/A"},{"$error":"#N/A"},{"$error":"#N/A"},{"$error":"#N/A"},{"$error":"#N/A"},{"$error":"#N/A"},{"$error":"#N/A"},{"$error":"#N/A"},{"$error":"#N/A"},{"$error":"#N/A"},{"$error":"#N/A"},{"$error":"#N/A"},{"$error":"#N/A"},{"$error":"#N/A"},{"$error":"#N/A"},{"$error":"#N/A"},{"$error":"#N/A"},{"$error":"#N/A"},{"$error":"#N/A"},{"$error":"#N/A"},{"$error":"#N/A"},{"$error":"#N/A"},{"$error":"#N/A"},false,{"$error":"#N/A"},{"$error":"#N/A"},{"$error":"#N/A"},{"$error":"#N/A"},{"$error":"#N/A"},{"$error":"#N/A"},{"$error":"#N/A"},{"$error":"#N/A"},{"$error":"#N/A"},{"$error":"#N/A"},{"$error":"#N/A"},{"$error":"#N/A"},{"$error":"#N/A"},{"$error":"#N/A"},{"$error":"#N/A"},{"$error":"#N/A"}]
[2,3,0,90.000002656260094,70.800004550483095,0,0,0,{"$error":"#N/A"},{"$error":"#N/A"},{"$error":"#N/A"},{"$error":"#N/A"},{"$error":"#N/A"},{"$error":"#N/A"},{"$error":"#N/A"},{"$error":"#N/A"},{"$error":"#N/A"},{"$error":"#N/A"},{"$error":"#N/A"},{"$error":"#N/A"},{"$error":"#N/A"},{"$error":"#N/A"},{"$error":"#N/A"},{"$error":"#N/A"},{"$error":"#N/A"},{"$error":"#N/A"},{"$error":"#N/A"},{"$error":"#N/A"},{"$error":"#N/A"},{"$error":"#N/A"},{"$error":"#N/A"},{"$error":"#N/A"},{"$error":"#N/A"},{"$error":"#N/A"},{"$error":"#N/A"},{"$error":"#N/A"},{"$error":"#N/A"},{"$error":"#N/A"},{"$error":"#N/A"},{"$error":"#N/A"},{"$error":"#N/A"},{"$error":"#N/A"},{"$error":"#N/A"},{"$error":"#N/A"},{"$error":"#N/A"},false,{"$error":"#N/A"},{"$error":"#N/A"},{"$error":"#N/A"},{"$error":"#N/A"},{"$error":"#N/A"},{"$error":"#N/A"},{"$error":"#N/A"},{"$error":"#N/A"},{"$error":"#N/A"},{"$error":"#N/A"},{"$error":"#N/A"},{"$error":"#N/A"},{"$error":"#N/A"},{"$error":"#N/A"},{"$error":"#N/A"},{"$error":"#N/A"}]
[2,4,0,90.000002656260094,83.699996447612904,0,0,0,{"$error":"#N/A"},{"$error":"#N/A"},{"$error":"#N/A"},{"$error":"#N/A"},{"$error":"#N/A"},{"$error":"#N/A"},{"$error":"#N/A"},{"$error":"#N/A"},{"$error":"#N/A"},{"$error":"#N/A"},{"$error":"#N/A"},{"$error":"#N/A"},{"$error":"#N/A"},{"$error":"#N/A"},{"$error":"#N/A"},{"$error":"#N/A"},{"$error":"#N/A"},{"$error":"#N/A"},{"$error":"#N/A"},{"$error":"#N/A"},{"$error":"#N/A"},{"$error":"#N/A"},{"$error":"#N/A"},{"$error":"#N/A"},{"$error":"#N/A"},{"$error":"#N/A"},{"$error":"#N/A"},{"$error":"#N/A"},{"$error":"#N/A"},{"$error":"#N/A"},{"$error":"#N/A"},{"$error":"#N/A"},{"$error":"#N/A"},{"$error":"#N/A"},{"$error":"#N/A"},{"$error":"#N/A"},{"$error":"#N/A"},false,{"$error":"#N/A"},{"$error":"#N/A"},{"$error":"#N/A"},{"$error":"#N/A"},{"$error":"#N/A"},{"$error":"#N/A"},{"$error":"#N/A"},{"$error":"#N/A"},{"$error":"#N/A"},{"$error":"#N/A"},{"$error":"#N/A"},{"$error":"#N/A"},{"$error":"#N/A"},{"$error":"#N/A"},{"$error":"#N/A"},{"$error":"#N/A"}]
[2,5,0,90.000002656260094,93.800001775421904,0,0,0,{"$error":"#N/A"},{"$error":"#N/A"},{"$error":"#N/A"},{"$error":"#N/A"},{"$error":"#N/A"},{"$error":"#N/A"},{"$error":"#N/A"},{"$error":"#N/A"},{"$error":"#N/A"},{"$error":"#N/A"},{"$error":"#N/A"},{"$error":"#N/A"},{"$error":"#N/A"},{"$error":"#N/A"},{"$error":"#N/A"},{"$error":"#N/A"},{"$error":"#N/A"},{"$error":"#N/A"},{"$error":"#N/A"},{"$error":"#N/A"},{"$error":"#N/A"},{"$error":"#N/A"},{"$error":"#N/A"},{"$error":"#N/A"},{"$error":"#N/A"},{"$error":"#N/A"},{"$error":"#N/A"},{"$error":"#N/A"},{"$error":"#N/A"},{"$error":"#N/A"},{"$error":"#N/A"},{"$error":"#N/A"},{"$error":"#N/A"},{"$error":"#N/A"},{"$error":"#N/A"},{"$error":"#N/A"},{"$error":"#N/A"},false,{"$error":"#N/A"},{"$error":"#N/A"},{"$error":"#N/A"},{"$error":"#N/A"},{"$error":"#N/A"},{"$error":"#N/A"},{"$error":"#N/A"},{"$error":"#N/A"},{"$error":"#N/A"},{"$error":"#N/A"},{"$error":"#N/A"},{"$error":"#N/A"},{"$error":"#N/A"},{"$error":"#N/A"},{"$error":"#N/A"},{"$error":"#N/A"}]
[2,6,0,90.000002656260094,103.000000665397,0,0,0,{"$error":"#N/A"},{"$error":"#N/A"},{"$error":"#N/A"},{"$error":"#N/A"},{"$error":"#N/A"},{"$error":"#N/A"},{"$error":"#N/A"},{"$error":"#N/A"},{"$error":"#N/A"},{"$error":"#N/A"},{"$error":"#N/A"},{"$error":"#N/A"},{"$error":"#N/A"},{"$error":"#N/A"},{"$error":"#N/A"},{"$error":"#N/A"},{"$error":"#N/A"},{"$error":"#N/A"},{"$error":"#N/A"},{"$error":"#N/A"},{"$error":"#N/A"},{"$error":"#N/A"},{"$error":"#N/A"},{"$error":"#N/A"},{"$error":"#N/A"},{"$error":"#N/A"},{"$error":"#N/A"},{"$error":"#N/A"},{"$error":"#N/A"},{"$error":"#N/A"},{"$error":"#N/A"},{"$error":"#N/A"},{"$error":"#N/A"},{"$error":"#N/A"},{"$error":"#N/A"},{"$error":"#N/A"},{"$error":"#N/A"},false,{"$error":"#N/A"},{"$error":"#N/A"},{"$error":"#N/A"},{"$error":"#N/A"},{"$error":"#N/A"},{"$error":"#N/A"},{"$error":"#N/A"},{"$error":"#N/A"},{"$error":"#N/A"},{"$error":"#N/A"},{"$error":"#N/A"},{"$error":"#N/A"},{"$error":"#N/A"},{"$error":"#N/A"},{"$error":"#N/A"},{"$error":"#N/A"}]
[2,7,0,90.000002656260094,112.499998463301,0,0,0,{"$error":"#N/A"},{"$error":"#N/A"},{"$error":"#N/A"},{"$error":"#N/A"},{"$error":"#N/A"},{"$error":"#N/A"},{"$error":"#N/A"},{"$error":"#N/A"},{"$error":"#N/A"},{"$error":"#N/A"},{"$error":"#N/A"},{"$error":"#N/A"},{"$error":"#N/A"},{"$error":"#N/A"},{"$error":"#N/A"},{"$error":"#N/A"},{"$error":"#N/A"},{"$error":"#N/A"},{"$error":"#N/A"},{"$error":"#N/A"},{"$error":"#N/A"},{"$error":"#N/A"},{"$error":"#N/A"},{"$error":"#N/A"},{"$error":"#N/A"},{"$error":"#N/A"},{"$error":"#N/A"},{"$error":"#N/A"},{"$error":"#N/A"},{"$error":"#N/A"},{"$error":"#N/A"},{"$error":"#N/A"},{"$error":"#N/A"},{"$error":"#N/A"},{"$error":"#N/A"},{"$error":"#N/A"},{"$error":"#N/A"},false,{"$error":"#N/A"},{"$error":"#N/A"},{"$error":"#N/A"},{"$error":"#N/A"},{"$error":"#N/A"},{"$error":"#N/A"},{"$error":"#N/A"},{"$error":"#N/A"},{"$error":"#N/A"},{"$error":"#N/A"},{"$error":"#N/A"},{"$error":"#N/A"},{"$error":"#N/A"},{"$error":"#N/A"},{"$error":"#N/A"},{"$error":"#N/A"}]
[2,8,0,89.900006258299399,121.80000346528399,1,1,0,1,{"$error":"#N/A"},{"$error":"#N/A"},{"$error":"#N/A"},{"$error":"#N/A"},{"$error":"#N/A"},{"$error":"#N/A"},{"$error":"#N/A"},{"$error":"#N/A"},{"$error":"#N/A"},{"$error":"#N/A"},{"$error":"#N/A"},{"$error":"#N/A"},{"$error":"#N/A"},{"$error":"#N/A"},{"$error":"#N/A"},{"$error":"#N/A"},{"$error":"#N/A"},{"$error":"#N/A"},{"$error":"#N/A"},{"$error":"#N/A"},{"$error":"#N/A"},{"$error":"#N/A"},{"$error":"#N/A"},{"$error":"#N/A"},{"$error":"#N/A"},{"$error":"#N/A"},{"$error":"#N/A"},{"$error":"#N/A"},{"$error":"#N/A"},{"$error":"#N/A"},{"$error":"#N/A"},{"$error":"#N/A"},{"$error":"#N/A"},{"$error":"#N/A"},{"$error":"#N/A"},{"$error":"#N/A"},false,{"$error":"#N/A"},{"$error":"#N/A"},{"$error":"#N/A"},{"$error":"#N/A"},{"$error":"#N/A"},{"$error":"#N/A"},{"$error":"#N/A"},{"$error":"#N/A"},{"$error":"#N/A"},{"$error":"#N/A"},{"$error":"#N/A"},{"$error":"#N/A"},{"$error":"#N/A"},{"$error":"#N/A"},{"$error":"#N/A"},{"$error":"#N/A"}]
[2,9,0,80.900005021268697,132.600012720959,40,40,0,1,1.5840087890625201,158.45999,168.1113,166.77919,1.5770999999999999E-3,1.7229999999999999E-4,1.61199340820314,137.8168,145.6337,144.33242999999999,1.5778999999999999E-3,0,1.58098754882814,160.4785,170.3092,169.03885,1.5790999999999999E-3,1.8709999999999999E-4,1.5849853515625201,157.8074,167.40119999999999,166.25188,1.5761E-3,1.6780000000000001E-4,1.58599243164064,159.27979999999999,169.0026,167.83208999999999,1.5757E-3,1.806E-4,1.5459838867187701,152.53290000000001,161.67519999999999,160.55950999999999,1.5742E-3,1.259E-4,true,0.79239765560078368,31.188299817184639,27.659963436928702,11.501787842669842,7.910208444681988,75.3,10.153221125943123,0.89352258440183596,-1.0267437634623382,52.66666666666675,32.666666666666764,0.1903432523316928,0.12665442340573652,14.978718124350591,15.434339716700181,15.552125049096738]
[2,10,0,73.499999578866607,144.50000178229399,92,92,0,1,3.4150024414062701,385.77409999999998,412.54430000000002,408.00445999999999,3.0301E-3,5.5029999999999999E-4,3.5089965820312701,315.66289999999998,336.9427,332.14935000000003,3.0232000000000002E-3,0,3.4079833984375201,391.41469999999998,418.62957999999998,413.65717000000001,3.0306E-3,5.9429999999999997E-4,3.4200073242187701,383.69540000000001,410.30239999999998,405.24400000000003,3.0065997999999998E-3,5.5719999999999999E-4,3.4200073242187701,389.24020000000002,416.27080000000001,411.51035000000002,3.0179999999999998E-3,5.8989999999999997E-4,3.3300109863281402,371.95979999999997,397.76799999999997,392.74124,2.9878999999999999E-3,4.8309999999999998E-4,true,1.1004490911642766,30.41198501872659,26.938202247191011,6.6582914572864249,7.4036681810533356,75.3,6.5062693076503724,1.4226009348176931,-2.0960066527652055,34.186046511627985,26.21255813953487,0.79825056863238597,1.6498383158447538E-2,22.210782451786386,22.437524243736405,22.837651195162646]
[2,11,0,67.999998553068707,157.800008413407,128,128,0,1,4.8990112304687701,564.9366,602.51710000000003,596.52923999999996,4.2411999999999997E-3,7.4739999999999995E-4,5.0290161132812701,469.36430000000001,500.07677999999999,494.35248000000001,4.2401000000000001E-3,0,4.8890014648437701,573.52637000000004,611.73069999999996,606.13982999999996,4.2461E-3,8.095E-4,4.9099975585937701,562.45690000000002,599.85199999999998,594.36239999999998,4.2135999999999996E-3,7.5549999999999999E-4,4.9070068359375201,570.7713,608.74689999999998,603.79480000000001,4.2281999999999997E-3,8.0570000000000001E-4,4.7860046386718897,546.37729999999999,582.87289999999996,577.59910000000002,4.1882999999999998E-3,6.5519999999999999E-4,true,0.99380747865912333,30.252491694352159,26.664451827242523,7.1475843812045081,7.6714021000617745,75.3,6.6746052983676742,1.1446842222908193,-1.0070427124445793,34.486215538847233,26.340852130325793,0.77131194228214905,0.11540001413061773,20.36207270131111,20.484918335940343,20.668807001838029]
[2,12,0,65.199997412677803,172.59999987011801,147,146,2.3840620000000001,0.99319725999999997,6.2610107421875201,741.98559999999998,788.50170000000003,784.17724999999996,5.7412000000000001E-3,6.2410000000000005E-4,6.3730102539062701,661.41129999999998,702.52809999999999,698.48969999999997,5.7402E-3,0,6.2489868164062701,748.8759,795.86210000000005,791.90959999999995,5.7422000000000003E-3,6.7630000000000001E-4,6.2570129394531397,739.40440000000001,785.76739999999995,782.31420000000003,5.7383002999999997E-3,6.0689999999999995E-4,6.2759948730468897,746.96400000000006,793.76179999999999,790.09,5.7387000000000002E-3,6.6520000000000001E-4,6.1329895019531397,721.02760000000001,766.51620000000003,762.64760000000001,5.7342000000000001E-3,4.6870001999999998E-4,true,0.54843889366377641,30.564885553677918,27.033078578430388,11.43516230021422,7.7184681354428459,75.3,10.199166800192277,0.57483821643575883,-0.26925109636356309,37.777777777777558,29.11177777777657,6.7959148112217704E-2,1.7414928076353586E-2,12.182177716044464,12.23774536563022,12.267546679643235]
[2,13,0,65.199997412677803,187.399991326828,142,142,0,1,6.2610107421875201,713.89490000000001,758.62030000000004,754.71659999999997,5.5433000000000001E-3,6.0420000000000005E-4,6.3659912109375201,636.39689999999996,675.92700000000002,671.34460000000001,5.5459999999999997E-3,0,6.2520080566406397,721.19600000000003,766.40710000000001,762.16769999999997,5.5493000000000001E-3,6.5459999999999997E-4,6.2560058593750201,711.85419999999999,756.45830000000001,753.15070000000003,5.5447999999999999E-3,5.8730000000000002E-4,6.2699829101562701,718.44410000000005,763.43579999999997,759.77544999999998,5.5376999999999996E-3,6.4519999999999996E-4,6.1320129394531397,693.37249999999995,737.07389999999998,733.71860000000004,5.5339997999999998E-3,4.5449999999999999E-4,true,0.51457890067008116,30.492920818038804,26.963817514420558,11.459220160054473,7.6993583868010917,75.3,10.174611055941741,0.6779430323097031,-1.6621664999248194,61.349656775312653,49.188151991786278,8.1157120184682796E-2,0.10812174508496586,12.177620601231725,12.23405781985333,12.418659508097624]
[2,14,0,67.999998553068707,202.19998278353901,126,126,0,1,5.6279846191406397,555.17309999999998,590.76710000000003,585.59105999999997,4.1710999999999996E-3,7.4109999999999996E-4,5.7499938964843897,460.64362,489.68180000000001,484.49990000000003,4.1713999999999996E-3,0,5.6220031738281397,563.60500000000002,599.78549999999996,594.04845999999998,4.1779E-3,8.0040000000000005E-4,5.6339965820312701,552.89800000000002,588.33019999999999,583.18230000000005,4.1457999999999998E-3,7.4879999999999999E-4,5.6469970703125201,560.43100000000004,596.34270000000004,591.0095,4.1615000000000003E-3,7.917E-4,5.5270019531250201,536.50756999999999,571.02660000000003,565.43195000000003,4.1224E-3,6.4389999999999998E-4,true,0.87615576425973218,30.588633288227342,27.097428958051417,6.8910256410256387,7.4087956021989143,75.3,6.6282552961813517,1.0582178059302969,-1.2067536919365105,34.194373401534442,25.984654731457713,0.77427758213131082,0.16276119581608572,20.521174264825369,20.643058410584185,20.865052810124407]
[2,15,0,73.499999578866607,215.49998941465199,89,89,0,1,4.8470092773437701,371.072,395.05700000000002,390.18682999999999,2.9298000000000002E-3,5.3439999999999998E-4,4.9359985351562701,303.8673,322.92189999999999,318.15282999999999,2.9288999999999999E-3,0,4.8399902343750201,376.68389999999999,401.08472,396.21436,2.9307999999999999E-3,5.7760000000000005E-4,4.8539978027343897,369.08832000000001,392.92610000000002,388.24094000000002,2.9066000000000001E-3,5.4149999999999999E-4,4.8579956054687701,373.81060000000002,397.98149999999998,393.24966000000001,2.9164E-3,5.6930000000000001E-4,4.7669921875000201,357.41930000000002,380.51330000000002,376.07909999999998,2.8889999E-3,4.6660000000000001E-4,true,1.2327765360441734,30.808179162609544,27.293086660175263,6.6666666666666874,7.4792243767313193,75.3,6.482410179640719,1.4768493558349556,-1.5821801315853814,35.255455272061035,26.42337071762514,0.83258790339226785,3.4120376688950849E-2,22.116463337779354,22.338249589142151,22.641319896478681]
[2,16,0,80.900005021268697,227.39998819003401,44,44,0,1,3.5649963378906402,179.7732,190.35929999999999,188.75934000000001,1.7344999999999999E-3,1.906E-4,3.5960021972656402,156.63200000000001,165.36009999999999,163.95908,1.7343E-3,0,3.5599914550781402,181.89269999999999,192.64760000000001,191.24184,1.7355999999999999E-3,2.0689999999999999E-4,3.5649963378906402,178.9751,189.49879999999999,188.27440999999999,1.7329999999999999E-3,1.8550000000000001E-4,3.5679870605468902,180.6053,191.256,189.9761,1.7335E-3,1.984E-4,3.5299926757812701,172.97909999999999,183.0454,181.79613000000001,1.7308E-3,1.3860001E-4,true,0.84049479064063681,31.421404919967376,27.842809003814217,11.536388140161712,7.8782020299661637,75.3,10.100209863588667,0.8472539627153034,-6.8269056458240523E-2,37.777777777777331,28.148148148147911,0.15002885170225522,6.3378658677115673E-2,14.774247918688388,15.118036334037052,15.125883848579786]
[2,17,0,89.900006258299399,238.20000715975499,1,1,0,1,{"$error":"#N/A"},{"$error":"#N/A"},{"$error":"#N/A"},{"$error":"#N/A"},{"$error":"#N/A"},{"$error":"#N/A"},{"$error":"#N/A"},{"$error":"#N/A"},{"$error":"#N/A"},{"$error":"#N/A"},{"$error":"#N/A"},{"$error":"#N/A"},{"$error":"#N/A"},{"$error":"#N/A"},{"$error":"#N/A"},{"$error":"#N/A"},{"$error":"#N/A"},{"$error":"#N/A"},{"$error":"#N/A"},{"$error":"#N/A"},{"$error":"#N/A"},{"$error":"#N/A"},{"$error":"#N/A"},{"$error":"#N/A"},{"$error":"#N/A"},{"$error":"#N/A"},{"$error":"#N/A"},{"$error":"#N/A"},{"$error":"#N/A"},{"$error":"#N/A"},{"$error":"#N/A"},{"$error":"#N/A"},{"$error":"#N/A"},{"$error":"#N/A"},{"$error":"#N/A"},{"$error":"#N/A"},false,{"$error":"#N/A"},{"$error":"#N/A"},{"$error":"#N/A"},{"$error":"#N/A"},{"$error":"#N/A"},{"$error":"#N/A"},{"$error":"#N/A"},{"$error":"#N/A"},{"$error":"#N/A"},{"$error":"#N/A"},{"$error":"#N/A"},{"$error":"#N/A"},{"$error":"#N/A"},{"$error":"#N/A"},{"$error":"#N/A"},{"$error":"#N/A"}]
[2,18,0,90.000002656260094,247.49998301959801,0,0,0,{"$error":"#N/A"},{"$error":"#N/A"},{"$error":"#N/A"},{"$error":"#N/A"},{"$error":"#N/A"},{"$error":"#N/A"},{"$error":"#N/A"},{"$error":"#N/A"},{"$error":"#N/A"},{"$error":"#N/A"},{"$error":"#N/A"},{"$error":"#N/A"},{"$error":"#N/A"},{"$error":"#N/A"},{"$error":"#N/A"},{"$error":"#N/A"},{"$error":"#N/A"},{"$error":"#N/A"},{"$error":"#N/A"},{"$error":"#N/A"},{"$error":"#N/A"},{"$error":"#N/A"},{"$error":"#N/A"},{"$error":"#N/A"},{"$error":"#N/A"},{"$error":"#N/A"},{"$error":"#N/A"},{"$error":"#N/A"},{"$error":"#N/A"},{"$error":"#N/A"},{"$error":"#N/A"},{"$error":"#N/A"},{"$error":"#N/A"},{"$error":"#N/A"},{"$error":"#N/A"},{"$error":"#N/A"},{"$error":"#N/A"},false,{"$error":"#N/A"},{"$error":"#N/A"},{"$error":"#N/A"},{"$error":"#N/A"},{"$error":"#N/A"},{"$error":"#N/A"},{"$error":"#N/A"},{"$error":"#N/A"},{"$error":"#N/A"},{"$error":"#N/A"},{"$error":"#N/A"},{"$error":"#N/A"},{"$error":"#N/A"},{"$error":"#N/A"},{"$error":"#N/A"},{"$error":"#N/A"}]
[2,19,0,90.000002656260094,256.99999053154897,0,0,0,{"$error":"#N/A"},{"$error":"#N/A"},{"$error":"#N/A"},{"$error":"#N/A"},{"$error":"#N/A"},{"$error":"#N/A"},{"$error":"#N/A"},{"$error":"#N/A"},{"$error":"#N/A"},{"$error":"#N/A"},{"$error":"#N/A"},{"$error":"#N/A"},{"$error":"#N/A"},{"$error":"#N/A"},{"$error":"#N/A"},{"$error":"#N/A"},{"$error":"#N/A"},{"$error":"#N/A"},{"$error":"#N/A"},{"$error":"#N/A"},{"$error":"#N/A"},{"$error":"#N/A"},{"$error":"#N/A"},{"$error":"#N/A"},{"$error":"#N/A"},{"$error":"#N/A"},{"$error":"#N/A"},{"$error":"#N/A"},{"$error":"#N/A"},{"$error":"#N/A"},{"$error":"#N/A"},{"$error":"#N/A"},{"$error":"#N/A"},{"$error":"#N/A"},{"$error":"#N/A"},{"$error":"#N/A"},{"$error":"#N/A"},false,{"$error":"#N/A"},{"$error":"#N/A"},{"$error":"#N/A"},{"$error":"#N/A"},{"$error":"#N/A"},{"$error":"#N/A"},{"$error":"#N/A"},{"$error":"#N/A"},{"$error":"#N/A"},{"$error":"#N/A"},{"$error":"#N/A"},{"$error":"#N/A"},{"$error":"#N/A"},{"$error":"#N/A"},{"$error":"#N/A"},{"$error":"#N/A"}]
[2,20,0,90.000002656260094,266.20000884961797,0,0,0,{"$error":"#N/A"},{"$error":"#N/A"},{"$error":"#N/A"},{"$error":"#N/A"},{"$error":"#N/A"},{"$error":"#N/A"},{"$error":"#N/A"},{"$error":"#N/A"},{"$error":"#N/A"},{"$error":"#N/A"},{"$error":"#N/A"},{"$error":"#N/A"},{"$error":"#N/A"},{"$error":"#N/A"},{"$error":"#N/A"},{"$error":"#N/A"},{"$error":"#N/A"},{"$error":"#N/A"},{"$error":"#N/A"},{"$error":"#N/A"},{"$error":"#N/A"},{"$error":"#N/A"},{"$error":"#N/A"},{"$error":"#N/A"},{"$error":"#N/A"},{"$error":"#N/A"},{"$error":"#N/A"},{"$error":"#N/A"},{"$error":"#N/A"},{"$error":"#N/A"},{"$error":"#N/A"},{"$error":"#N/A"},{"$error":"#N/A"},{"$error":"#N/A"},{"$error":"#N/A"},{"$error":"#N/A"},{"$error":"#N/A"},false,{"$error":"#N/A"},{"$error":"#N/A"},{"$error":"#N/A"},{"$error":"#N/A"},{"$error":"#N/A"},{"$error":"#N/A"},{"$error":"#N/A"},{"$error":"#N/A"},{"$error":"#N/A"},{"$error":"#N/A"},{"$error":"#N/A"},{"$error":"#N/A"},{"$error":"#N/A"},{"$error":"#N/A"},{"$error":"#N/A"},{"$error":"#N/A"}]
[2,21,0,90.000002656260094,276.29997532124003,0,0,0,{"$error":"#N/A"},{"$error":"#N/A"},{"$error":"#N/A"},{"$error":"#N/A"},{"$error":"#N/A"},{"$error":"#N/A"},{"$error":"#N/A"},{"$error":"#N/A"},{"$error":"#N/A"},{"$error":"#N/A"},{"$error":"#N/A"},{"$error":"#N/A"},{"$error":"#N/A"},{"$error":"#N/A"},{"$error":"#N/A"},{"$error":"#N/A"},{"$error":"#N/A"},{"$error":"#N/A"},{"$error":"#N/A"},{"$error":"#N/A"},{"$error":"#N/A"},{"$error":"#N/A"},{"$error":"#N/A"},{"$error":"#N/A"},{"$error":"#N/A"},{"$error":"#N/A"},{"$error":"#N/A"},{"$error":"#N/A"},{"$error":"#N/A"},{"$error":"#N/A"},{"$error":"#N/A"},{"$error":"#N/A"},{"$error":"#N/A"},{"$error":"#N/A"},{"$error":"#N/A"},{"$error":"#N/A"},{"$error":"#N/A"},false,{"$error":"#N/A"},{"$error":"#N/A"},{"$error":"#N/A"},{"$error":"#N/A"},{"$error":"#N/A"},{"$error":"#N/A"},{"$error":"#N/A"},{"$error":"#N/A"},{"$error":"#N/A"},{"$error":"#N/A"},{"$error":"#N/A"},{"$error":"#N/A"},{"$error":"#N/A"},{"$error":"#N/A"},{"$error":"#N/A"},{"$error":"#N/A"}]
[2,22,0,90.000002656260094,289.20001578860399,0,0,0,{"$error":"#N/A"},{"$error":"#N/A"},{"$error":"#N/A"},{"$error":"#N/A"},{"$error":"#N/A"},{"$error":"#N/A"},{"$error":"#N/A"},{"$error":"#N/A"},{"$error":"#N/A"},{"$error":"#N/A"},{"$error":"#N/A"},{"$error":"#N/A"},{"$error":"#N/A"},{"$error":"#N/A"},{"$error":"#N/A"},{"$error":"#N/A"},{"$error":"#N/A"},{"$error":"#N/A"},{"$error":"#N/A"},{"$error":"#N/A"},{"$error":"#N/A"},{"$error":"#N/A"},{"$error":"#N/A"},{"$error":"#N/A"},{"$error":"#N/A"},{"$error":"#N/A"},{"$error":"#N/A"},{"$error":"#N/A"},{"$error":"#N/A"},{"$error":"#N/A"},{"$error":"#N/A"},{"$error":"#N/A"},{"$error":"#N/A"},{"$error":"#N/A"},{"$error":"#N/A"},{"$error":"#N/A"},{"$error":"#N/A"},false,{"$error":"#N/A"},{"$error":"#N/A"},{"$error":"#N/A"},{"$error":"#N/A"},{"$error":"#N/A"},{"$error":"#N/A"},{"$error":"#N/A"},{"$error":"#N/A"},{"$error":"#N/A"},{"$error":"#N/A"},{"$error":"#N/A"},{"$error":"#N/A"},{"$error":"#N/A"},{"$error":"#N/A"},{"$error":"#N/A"},{"$error":"#N/A"}]
[2,23,0,90.000002656260094,308.09999555835799,0,0,0,{"$error":"#N/A"},{"$error":"#N/A"},{"$error":"#N/A"},{"$error":"#N/A"},{"$error":"#N/A"},{"$error":"#N/A"},{"$error":"#N/A"},{"$error":"#N/A"},{"$error":"#N/A"},{"$error":"#N/A"},{"$error":"#N/A"},{"$error":"#N/A"},{"$error":"#N/A"},{"$error":"#N/A"},{"$error":"#N/A"},{"$error":"#N/A"},{"$error":"#N/A"},{"$error":"#N/A"},{"$error":"#N/A"},{"$error":"#N/A"},{"$error":"#N/A"},{"$error":"#N/A"},{"$error":"#N/A"},{"$error":"#N/A"},{"$error":"#N/A"},{"$error":"#N/A"},{"$error":"#N/A"},{"$error":"#N/A"},{"$error":"#N/A"},{"$error":"#N/A"},{"$error":"#N/A"},{"$error":"#N/A"},{"$error":"#N/A"},{"$error":"#N/A"},{"$error":"#N/A"},{"$error":"#N/A"},{"$error":"#N/A"},false,{"$error":"#N/A"},{"$error":"#N/A"},{"$error":"#N/A"},{"$error":"#N/A"},{"$error":"#N/A"},{"$error":"#N/A"},{"$error":"#N/A"},{"$error":"#N/A"},{"$error":"#N/A"},{"$error":"#N/A"},{"$error":"#N/A"},{"$error":"#N/A"},{"$error":"#N/A"},{"$error":"#N/A"},{"$error":"#N/A"},{"$error":"#N/A"}]
[3,0,0,90.000002656260094,339.20002158165801,0,0,0,{"$error":"#N/A"},{"$error":"#N/A"},{"$error":"#N/A"},{"$error":"#N/A"},{"$error":"#N/A"},{"$error":"#N/A"},{"$error":"#N/A"},{"$error":"#N/A"},{"$error":"#N/A"},{"$error":"#N/A"},{"$error":"#N/A"},{"$error":"#N/A"},{"$error":"#N/A"},{"$error":"#N/A"},{"$error":"#N/A"},{"$error":"#N/A"},{"$error":"#N/A"},{"$error":"#N/A"},{"$error":"#N/A"},{"$error":"#N/A"},{"$error":"#N/A"},{"$error":"#N/A"},{"$error":"#N/A"},{"$error":"#N/A"},{"$error":"#N/A"},{"$error":"#N/A"},{"$error":"#N/A"},{"$error":"#N/A"},{"$error":"#N/A"},{"$error":"#N/A"},{"$error":"#N/A"},{"$error":"#N/A"},{"$error":"#N/A"},{"$error":"#N/A"},{"$error":"#N/A"},{"$error":"#N/A"},{"$error":"#N/A"},false,{"$error":"#N/A"},{"$error":"#N/A"},{"$error":"#N/A"},{"$error":"#N/A"},{"$error":"#N/A"},{"$error":"#N/A"},{"$error":"#N/A"},{"$error":"#N/A"},{"$error":"#N/A"},{"$error":"#N/A"},{"$error":"#N/A"},{"$error":"#N/A"},{"$error":"#N/A"},{"$error":"#N/A"},{"$error":"#N/A"},{"$error":"#N/A"}]
[3,1,0,90.000002656260094,20.800003614452301,0,0,0,{"$error":"#N/A"},{"$error":"#N/A"},{"$error":"#N/A"},{"$error":"#N/A"},{"$error":"#N/A"},{"$error":"#N/A"},{"$error":"#N/A"},{"$error":"#N/A"},{"$error":"#N/A"},{"$error":"#N/A"},{"$error":"#N/A"},{"$error":"#N/A"},{"$error":"#N/A"},{"$error":"#N/A"},{"$error":"#N/A"},{"$error":"#N/A"},{"$error":"#N/A"},{"$error":"#N/A"},{"$error":"#N/A"},{"$error":"#N/A"},{"$error":"#N/A"},{"$error":"#N/A"},{"$error":"#N/A"},{"$error":"#N/A"},{"$error":"#N/A"},{"$error":"#N/A"},{"$error":"#N/A"},{"$error":"#N/A"},{"$error":"#N/A"},{"$error":"#N/A"},{"$error":"#N/A"},{"$error":"#N/A"},{"$error":"#N/A"},{"$error":"#N/A"},{"$error":"#N/A"},{"$error":"#N/A"},{"$error":"#N/A"},false,{"$error":"#N/A"},{"$error":"#N/A"},{"$error":"#N/A"},{"$error":"#N/A"},{"$error":"#N/A"},{"$error":"#N/A"},{"$error":"#N/A"},{"$error":"#N/A"},{"$error":"#N/A"},{"$error":"#N/A"},{"$error":"#N/A"},{"$error":"#N/A"},{"$error":"#N/A"},{"$error":"#N/A"},{"$error":"#N/A"},{"$error":"#N/A"}]
[3,2,0,90.000002656260094,51.800004097650998,0,0,0,{"$error":"#N/A"},{"$error":"#N/A"},{"$error":"#N/A"},{"$error":"#N/A"},{"$error":"#N/A"},{"$error":"#N/A"},{"$error":"#N/A"},{"$error":"#N/A"},{"$error":"#N/A"},{"$error":"#N/A"},{"$error":"#N/A"},{"$error":"#N/A"},{"$error":"#N/A"},{"$error":"#N/A"},{"$error":"#N/A"},{"$error":"#N/A"},{"$error":"#N/A"},{"$error":"#N/A"},{"$error":"#N/A"},{"$error":"#N/A"},{"$error":"#N/A"},{"$error":"#N/A"},{"$error":"#N/A"},{"$error":"#N/A"},{"$error":"#N/A"},{"$error":"#N/A"},{"$error":"#N/A"},{"$error":"#N/A"},{"$error":"#N/A"},{"$error":"#N/A"},{"$error":"#N/A"},{"$error":"#N/A"},{"$error":"#N/A"},{"$error":"#N/A"},{"$error":"#N/A"},{"$error":"#N/A"},{"$error":"#N/A"},false,{"$error":"#N/A"},{"$error":"#N/A"},{"$error":"#N/A"},{"$error":"#N/A"},{"$error":"#N/A"},{"$error":"#N/A"},{"$error":"#N/A"},{"$error":"#N/A"},{"$error":"#N/A"},{"$error":"#N/A"},{"$error":"#N/A"},{"$error":"#N/A"},{"$error":"#N/A"},{"$error":"#N/A"},{"$error":"#N/A"},{"$error":"#N/A"}]
[3,3,0,90.000002656260094,70.699998438475603,0,0,0,{"$error":"#N/A"},{"$error":"#N/A"},{"$error":"#N/A"},{"$error":"#N/A"},{"$error":"#N/A"},{"$error":"#N/A"},{"$error":"#N/A"},{"$error":"#N/A"},{"$error":"#N/A"},{"$error":"#N/A"},{"$error":"#N/A"},{"$error":"#N/A"},{"$error":"#N/A"},{"$error":"#N/A"},{"$error":"#N/A"},{"$error":"#N/A"},{"$error":"#N/A"},{"$error":"#N/A"},{"$error":"#N/A"},{"$error":"#N/A"},{"$error":"#N/A"},{"$error":"#N/A"},{"$error":"#N/A"},{"$error":"#N/A"},{"$error":"#N/A"},{"$error":"#N/A"},{"$error":"#N/A"},{"$error":"#N/A"},{"$error":"#N/A"},{"$error":"#N/A"},{"$error":"#N/A"},{"$error":"#N/A"},{"$error":"#N/A"},{"$error":"#N/A"},{"$error":"#N/A"},{"$error":"#N/A"},{"$error":"#N/A"},false,{"$error":"#N/A"},{"$error":"#N/A"},{"$error":"#N/A"},{"$error":"#N/A"},{"$error":"#N/A"},{"$error":"#N/A"},{"$error":"#N/A"},{"$error":"#N/A"},{"$error":"#N/A"},{"$error":"#N/A"},{"$error":"#N/A"},{"$error":"#N/A"},{"$error":"#N/A"},{"$error":"#N/A"},{"$error":"#N/A"},{"$error":"#N/A"}]
[3,4,0,90.000002656260094,83.600000049652195,0,0,0,{"$error":"#N/A"},{"$error":"#N/A"},{"$error":"#N/A"},{"$error":"#N/A"},{"$error":"#N/A"},{"$error":"#N/A"},{"$error":"#N/A"},{"$error":"#N/A"},{"$error":"#N/A"},{"$error":"#N/A"},{"$error":"#N/A"},{"$error":"#N/A"},{"$error":"#N/A"},{"$error":"#N/A"},{"$error":"#N/A"},{"$error":"#N/A"},{"$error":"#N/A"},{"$error":"#N/A"},{"$error":"#N/A"},{"$error":"#N/A"},{"$error":"#N/A"},{"$error":"#N/A"},{"$error":"#N/A"},{"$error":"#N/A"},{"$error":"#N/A"},{"$error":"#N/A"},{"$error":"#N/A"},{"$error":"#N/A"},{"$error":"#N/A"},{"$error":"#N/A"},{"$error":"#N/A"},{"$error":"#N/A"},{"$error":"#N/A"},{"$error":"#N/A"},{"$error":"#N/A"},{"$error":"#N/A"},{"$error":"#N/A"},false,{"$error":"#N/A"},{"$error":"#N/A"},{"$error":"#N/A"},{"$error":"#N/A"},{"$error":"#N/A"},{"$error":"#N/A"},{"$error":"#N/A"},{"$error":"#N/A"},{"$error":"#N/A"},{"$error":"#N/A"},{"$error":"#N/A"},{"$error":"#N/A"},{"$error":"#N/A"},{"$error":"#N/A"},{"$error":"#N/A"},{"$error":"#N/A"}]
[3,5,0,90.000002656260094,93.800001775421904,0,0,0,{"$error":"#N/A"},{"$error":"#N/A"},{"$error":"#N/A"},{"$error":"#N/A"},{"$error":"#N/A"},{"$error":"#N/A"},{"$error":"#N/A"},{"$error":"#N/A"},{"$error":"#N/A"},{"$error":"#N/A"},{"$error":"#N/A"},{"$error":"#N/A"},{"$error":"#N/A"},{"$error":"#N/A"},{"$error":"#N/A"},{"$error":"#N/A"},{"$error":"#N/A"},{"$error":"#N/A"},{"$error":"#N/A"},{"$error":"#N/A"},{"$error":"#N/A"},{"$error":"#N/A"},{"$error":"#N/A"},{"$error":"#N/A"},{"$error":"#N/A"},{"$error":"#N/A"},{"$error":"#N/A"},{"$error":"#N/A"},{"$error":"#N/A"},{"$error":"#N/A"},{"$error":"#N/A"},{"$error":"#N/A"},{"$error":"#N/A"},{"$error":"#N/A"},{"$error":"#N/A"},{"$error":"#N/A"},{"$error":"#N/A"},false,{"$error":"#N/A"},{"$error":"#N/A"},{"$error":"#N/A"},{"$error":"#N/A"},{"$error":"#N/A"},{"$error":"#N/A"},{"$error":"#N/A"},{"$error":"#N/A"},{"$error":"#N/A"},{"$error":"#N/A"},{"$error":"#N/A"},{"$error":"#N/A"},{"$error":"#N/A"},{"$error":"#N/A"},{"$error":"#N/A"},{"$error":"#N/A"}]
[3,6,0,90.000002656260094,102.900004267436,0,0,0,{"$error":"#N/A"},{"$error":"#N/A"},{"$error":"#N/A"},{"$error":"#N/A"},{"$error":"#N/A"},{"$error":"#N/A"},{"$error":"#N/A"},{"$error":"#N/A"},{"$error":"#N/A"},{"$error":"#N/A"},{"$error":"#N/A"},{"$error":"#N/A"},{"$error":"#N/A"},{"$error":"#N/A"},{"$error":"#N/A"},{"$error":"#N/A"},{"$error":"#N/A"},{"$error":"#N/A"},{"$error":"#N/A"},{"$error":"#N/A"},{"$error":"#N/A"},{"$error":"#N/A"},{"$error":"#N/A"},{"$error":"#N/A"},{"$error":"#N/A"},{"$error":"#N/A"},{"$error":"#N/A"},{"$error":"#N/A"},{"$error":"#N/A"},{"$error":"#N/A"},{"$error":"#N/A"},{"$error":"#N/A"},{"$error":"#N/A"},{"$error":"#N/A"},{"$error":"#N/A"},{"$error":"#N/A"},{"$error":"#N/A"},false,{"$error":"#N/A"},{"$error":"#N/A"},{"$error":"#N/A"},{"$error":"#N/A"},{"$error":"#N/A"},{"$error":"#N/A"},{"$error":"#N/A"},{"$error":"#N/A"},{"$error":"#N/A"},{"$error":"#N/A"},{"$error":"#N/A"},{"$error":"#N/A"},{"$error":"#N/A"},{"$error":"#N/A"},{"$error":"#N/A"},{"$error":"#N/A"}]
[3,7,0,90.000002656260094,112.400002065341,0,0,0,{"$error":"#N/A"},{"$error":"#N/A"},{"$error":"#N/A"},{"$error":"#N/A"},{"$error":"#N/A"},{"$error":"#N/A"},{"$error":"#N/A"},{"$error":"#N/A"},{"$error":"#N/A"},{"$error":"#N/A"},{"$error":"#N/A"},{"$error":"#N/A"},{"$error":"#N/A"},{"$error":"#N/A"},{"$error":"#N/A"},{"$error":"#N/A"},{"$error":"#N/A"},{"$error":"#N/A"},{"$error":"#N/A"},{"$error":"#N/A"},{"$error":"#N/A"},{"$error":"#N/A"},{"$error":"#N/A"},{"$error":"#N/A"},{"$error":"#N/A"},{"$error":"#N/A"},{"$error":"#N/A"},{"$error":"#N/A"},{"$error":"#N/A"},{"$error":"#N/A"},{"$error":"#N/A"},{"$error":"#N/A"},{"$error":"#N/A"},{"$error":"#N/A"},{"$error":"#N/A"},{"$error":"#N/A"},{"$error":"#N/A"},false,{"$error":"#N/A"},{"$error":"#N/A"},{"$error":"#N/A"},{"$error":"#N/A"},{"$error":"#N/A"},{"$error":"#N/A"},{"$error":"#N/A"},{"$error":"#N/A"},{"$error":"#N/A"},{"$error":"#N/A"},{"$error":"#N/A"},{"$error":"#N/A"},{"$error":"#N/A"},{"$error":"#N/A"},{"$error":"#N/A"},{"$error":"#N/A"}]
[3,8,0,89.800000146291893,121.80000346528399,1,1,0,1,{"$error":"#N/A"},{"$error":"#N/A"},{"$error":"#N/A"},{"$error":"#N/A"},{"$error":"#N/A"},{"$error":"#N/A"},{"$error":"#N/A"},{"$error":"#N/A"},{"$error":"#N/A"},{"$error":"#N/A"},{"$error":"#N/A"},{"$error":"#N/A"},{"$error":"#N/A"},{"$error":"#N/A"},{"$error":"#N/A"},{"$error":"#N/A"},{"$error":"#N/A"},{"$error":"#N/A"},{"$error":"#N/A"},{"$error":"#N/A"},{"$error":"#N/A"},{"$error":"#N/A"},{"$error":"#N/A"},{"$error":"#N/A"},{"$error":"#N/A"},{"$error":"#N/A"},{"$error":"#N/A"},{"$error":"#N/A"},{"$error":"#N/A"},{"$error":"#N/A"},{"$error":"#N/A"},{"$error":"#N/A"},{"$error":"#N/A"},{"$error":"#N/A"},{"$error":"#N/A"},{"$error":"#N/A"},false,{"$error":"#N/A"},{"$error":"#N/A"},{"$error":"#N/A"},{"$error":"#N/A"},{"$error":"#N/A"},{"$error":"#N/A"},{"$error":"#N/A"},{"$error":"#N/A"},{"$error":"#N/A"},{"$error":"#N/A"},{"$error":"#N/A"},{"$error":"#N/A"},{"$error":"#N/A"},{"$error":"#N/A"},{"$error":"#N/A"},{"$error":"#N/A"}]
[3,9,0,80.900005021268697,132.499996894904,78,67,69.550709999999995,0.85897433999999995,3.1029907226562701,429.89120000000003,460.4855,458.15985000000001,3.6362E-3,2.9369999999999998E-4,3.1589904785156402,392.99810000000002,420.66570000000002,418.27170000000001,3.6380999E-3,0,3.0970092773437701,434.03739999999999,464.9581,462.65723000000003,3.6397000000000001E-3,3.2269999999999998E-4,3.1060119628906402,427.78590000000003,458.21442000000002,456.142,3.6350000000000002E-3,2.7799999999999998E-4,3.1069885253906402,430.91039999999998,461.5761,459.47156000000001,3.6346E-3,3.0299999999999999E-4,3.0379882812500201,419.25580000000002,449.11380000000003,447.10302999999999,3.6313999999999999E-3,2.1440000000000001E-4,true,0.50504304695804669,32.223476297968396,27.17832957110609,16.079136690647488,8.9866749302757949,75.3,13.380660537963909,0.56909797970217335,-0.85709731083126783,45.937499999999822,31.250000000000679,0.12929848693259416,9.6161771574576616E-2,9.3876026372646599,9.4659013083310537,9.5364209436115317]
[3,10,0,73.3999983238825,144.50000178229399,147,125,77.006979999999999,0.85034010000000004,6.1599975585937701,844.71119999999996,897.9923,893.33770000000004,6.4066000000000001E-3,7.5230000000000002E-4,6.3059936523437701,746.14350000000002,792.79049999999995,787.82714999999996,6.3972999999999999E-3,0,6.1469970703125201,852.90560000000005,906.75099999999998,901.71540000000005,6.4087003000000003E-3,8.1340000000000004E-4,6.1690002441406397,839.47220000000004,892.40099999999995,887.21105999999997,6.3743999999999997E-3,7.4399999999999998E-4,6.1760192871093897,847.48829999999998,900.90499999999997,896.06615999999997,6.3889000000000003E-3,7.9129999999999999E-4,6.0429931640625201,824.17376999999999,876.46699999999998,871.33659999999998,6.3486999999999997E-3,6.5180000000000001E-4,true,0.51833406589343356,31.584229390681006,26.609318996415769,9.3279569892473102,7.5116793705434004,75.3,9.5160175461916783,0.62606073105063587,-1.0251288358286528,34.925447761193965,26.393034825870547,0.5380945657630587,3.2772635662181582E-2,13.210287297282619,13.269810876896235,13.392601410093583]
[3,11,0,67.999998553068707,157.800008413407,196,171,66.736670000000004,0.87244900000000003,7.8959899902343897,994.80065999999999,1051.8531,1045.6696999999999,7.2920998000000001E-3,1.0223999999999999E-3,8.0909973144531406,861.67660000000001,910.54909999999995,904.39013999999997,7.2899999999999996E-3,0,7.8799987792968897,1006.908,1064.7155,1058.8197,7.2988000000000003E-3,1.1091E-3,7.9110046386718897,989.56659999999999,1046.2755999999999,1040.462,7.2554999999999998E-3,1.0189000000000001E-3,7.9120117187500201,1001.10486,1058.4712999999999,1053.2455,7.2750000000000002E-3,1.0878999999999999E-3,7.7260070800781397,966.70320000000004,1022.69836,1017.30225,7.2175E-3,8.809E-4,true,0.58785775314063526,31.024154589371982,26.666666666666671,8.8526842673471329,7.8171490397619836,75.3,8.1323354851330212,0.67640064659884669,-0.72006051442656527,34.139130434782594,26.608695652173854,0.596788643098356,9.1798651833185918E-2,15.449422672032636,15.51854809367228,15.621528116173398]
[3,12,0,65.100001014717094,172.59999987011801,213,191,52.252090000000003,0.8967136,9.2099853515625192,1118.5397,1177.8483000000001,1172.7333000000001,8.3981990000000003E-3,8.6649999999999997E-4,9.3700195312500192,1005.5531,1058.3726999999999,1053.7031999999999,8.3972999999999999E-3,0,9.1889892578125192,1128.5736999999999,1188.4825000000001,1183.7815000000001,8.3999999999999995E-3,9.4160000000000001E-4,9.2019897460937692,1114.2183,1173.325,1169.3539000000001,8.3946000000000003E-3,8.3689997000000003E-4,9.2250000000000192,1125.671,1185.2933,1180.9865,8.3961000000000001E-3,9.234E-4,9.0160156250000192,1088.9774,1147.4278999999999,1142.9075,8.3888999999999995E-3,6.4919999999999995E-4,true,0.43426645010227621,30.663749088256743,26.845367250182349,12.510459284638277,7.9757858963466433,75.3,10.692093479515291,0.44119618731662025,-7.4093398084242298E-2,35.416666666665357,27.916666666667169,6.4327067400471449E-2,2.1440476190470736E-2,11.236263902920699,11.288613170010926,11.296359354322941]
[3,13,0,65.100001014717094,187.399991326828,231,199,76.003039999999999,0.86147183000000005,10.1370178222656,1222.9690000000001,1283.9862000000001,1279.0984000000001,9.1394000000000006E-3,9.2529999999999999E-4,10.3049865722656,1102.8467000000001,1157.3171,1151.9947999999999,9.1444999999999999E-3,0,10.1240173339843,1234.7162000000001,1296.3665000000001,1291.1189999999999,9.1483999999999992E-3,1.0064E-3,10.1280151367187,1218.6874,1279.5266999999999,1275.539,9.1418999999999997E-3,8.9019996999999997E-4,10.1490112304687,1230.0863999999999,1291.4047,1286.9390000000001,9.1334999999999993E-3,9.858E-4,9.9250122070312692,1190.7311999999999,1250.9994999999999,1247.0222000000001,9.1257000000000005E-3,6.9240000000000002E-4,true,0.38067387328617469,30.702113156100886,26.741648602590317,13.053250271396877,8.0584260731319528,75.3,10.877229006808603,0.45988260261600222,-0.86157148825885144,49.102564102567065,40.76923076923299,7.1101193406186702E-2,9.8377858423315256E-2,10.892021529374842,10.945064235203997,11.03334841441994]
[3,14,0,67.999998553068707,202.19998278353901,213,177,96.100809999999996,0.83098590000000006,9.9519897460937692,1120.2847999999999,1176.8634999999999,1171.4540999999999,8.2124999999999993E-3,1.0654E-3,10.1559997558593,981.46849999999995,1030.4287999999999,1024.7081000000001,8.2121999999999994E-3,0,9.9410034179687692,1133.1674,1190.4398000000001,1184.4072000000001,8.2241999999999992E-3,1.1525000000000001E-3,9.9699951171875192,1114.2021,1170.4163000000001,1164.8812,8.1759999999999992E-3,1.0552999999999999E-3,9.9850097656250192,1126.9629,1183.7491,1178.0463999999999,8.2018000000000004E-3,1.1271E-3,9.7870117187500192,1090.8996999999999,1146.6124,1140.885,8.1411999999999995E-3,9.1140000000000004E-4,true,0.45964548989751192,31.177561427909133,26.671302735280477,9.2106509997157424,7.5574837310195324,75.3,8.708372442275202,0.55517664102554709,-0.8319208438622091,33.696369636963439,25.742574257425616,0.58953033268100974,0.14226307725979659,14.143734618074848,14.211044955265228,14.320761200189583]
[3,15,0,73.3999983238825,215.49998941465199,156,127,101.50921,0.81410260000000001,9.0630126953125192,950.18822999999998,1001.0235,996.22310000000004,7.208E-3,7.6360000000000002E-4,9.2040039062500192,850.71429999999998,895.83119999999997,890.96265000000005,7.2053997000000002E-3,0,9.0540100097656406,958.86220000000003,1010.2064,1005.26733,7.2112000000000001E-3,8.2700000000000004E-4,9.0800109863281406,944.24789999999996,994.71642999999995,989.77930000000003,7.1748000000000003E-3,7.5100000000000004E-4,9.0830017089843906,951.98879999999997,1002.864,998.05175999999994,7.1882999999999999E-3,7.9719999999999997E-4,8.9550109863281406,928.9375,978.97230000000002,974.37285999999995,7.1491999999999997E-3,6.5870000000000002E-4,true,0.47954918141282071,32.151624548736471,26.66425992779784,10.119840213049258,7.6662636033857368,75.3,10.439497118910424,0.5434673407222157,-0.66727343995648647,35.856777493606138,26.547314578005231,0.50733121480737164,4.4375416019526437E-2,11.69298905637298,11.742424242424248,11.814238228729341]
[3,16,0,80.900005021268697,227.50000401608901,61,57,25.291166,0.93442625000000001,5.2919860839843897,294.1182,312.1687,310.07922000000002,2.6028000000000002E-3,2.4830000000000002E-4,5.3340087890625201,263.1592,278.95920000000001,277.0736,2.6023999999999999E-3,0,5.2830139160156397,297.10649999999998,315.37700000000001,313.5455,2.6042000000000001E-3,2.7090000000000003E-4,5.2879882812500201,292.70427999999998,310.65640000000002,309.07747999999998,2.601E-3,2.3900000000000001E-4,5.2929931640625201,295.16131999999999,313.28469999999999,311.64850000000001,2.6013E-3,2.5809999999999999E-4,5.2360168457031397,285.10219999999998,302.55470000000003,300.96158000000003,2.598E-3,1.8110000000000001E-4,true,0.66934321089845983,31.662337662337663,27.519480519480521,13.34728033472803,8.342561830933926,75.3,11.482480869915424,0.67594114121348603,-7.57606086233234E-2,38.787878787879379,29.090909090909211,0.12302960399845908,5.3759311880807736E-2,11.764361648766224,11.904787510144848,11.912221157122159]
[3,17,0,89.800000146291893,238.20000715975499,2,2,0,1,{"$error":"#N/A"},{"$error":"#N/A"},{"$error":"#N/A"},{"$error":"#N/A"},{"$error":"#N/A"},{"$error":"#N/A"},{"$error":"#N/A"},{"$error":"#N/A"},{"$error":"#N/A"},{"$error":"#N/A"},{"$error":"#N/A"},{"$error":"#N/A"},{"$error":"#N/A"},{"$error":"#N/A"},{"$error":"#N/A"},{"$error":"#N/A"},{"$error":"#N/A"},{"$error":"#N/A"},{"$error":"#N/A"},{"$error":"#N/A"},{"$error":"#N/A"},{"$error":"#N/A"},{"$error":"#N/A"},{"$error":"#N/A"},{"$error":"#N/A"},{"$error":"#N/A"},{"$error":"#N/A"},{"$error":"#N/A"},{"$error":"#N/A"},{"$error":"#N/A"},{"$error":"#N/A"},{"$error":"#N/A"},{"$error":"#N/A"},{"$error":"#N/A"},{"$error":"#N/A"},{"$error":"#N/A"},false,{"$error":"#N/A"},{"$error":"#N/A"},{"$error":"#N/A"},{"$error":"#N/A"},{"$error":"#N/A"},{"$error":"#N/A"},{"$error":"#N/A"},{"$error":"#N/A"},{"$error":"#N/A"},{"$error":"#N/A"},{"$error":"#N/A"},{"$error":"#N/A"},{"$error":"#N/A"},{"$error":"#N/A"},{"$error":"#N/A"},{"$error":"#N/A"}]
[3,18,0,90.000002656260094,247.600018273746,0,0,0,{"$error":"#N/A"},{"$error":"#N/A"},{"$error":"#N/A"},{"$error":"#N/A"},{"$error":"#N/A"},{"$error":"#N/A"},{"$error":"#N/A"},{"$error":"#N/A"},{"$error":"#N/A"},{"$error":"#N/A"},{"$error":"#N/A"},{"$error":"#N/A"},{"$error":"#N/A"},{"$error":"#N/A"},{"$error":"#N/A"},{"$error":"#N/A"},{"$error":"#N/A"},{"$error":"#N/A"},{"$error":"#N/A"},{"$error":"#N/A"},{"$error":"#N/A"},{"$error":"#N/A"},{"$error":"#N/A"},{"$error":"#N/A"},{"$error":"#N/A"},{"$error":"#N/A"},{"$error":"#N/A"},{"$error":"#N/A"},{"$error":"#N/A"},{"$error":"#N/A"},{"$error":"#N/A"},{"$error":"#N/A"},{"$error":"#N/A"},{"$error":"#N/A"},{"$error":"#N/A"},{"$error":"#N/A"},{"$error":"#N/A"},{"$f":"IF(ISNUMBER(O71),IF(O71>0,TRUE,FALSE),FALSE)","v":false},{"$f":" 100 * IF(AT71,(L71-M71)/L71,NA())","v":{"$error":"#N/A"}},{"$f":" 100 * IF(AT71, $AS$4 + (AA71 - AS71) * ($AM$4 - $AS$4) /(AM71 - AS71),NA())","v":{"$error":"#N/A"}},{"$f":" 100 * (IF(AT71, $AS$4 + (AG71 - AS71) * ($AM$4 - $AS$4) /(AM71 - AS71),NA()) )","v":{"$error":"#N/A"}},{"$f":" 100 * (IF(AT71,AA71/AG71-1,NA()))","v":{"$error":"#N/A"}},{"$f":" 100 * (IF(AT71,1-O71/AA71,NA()))","v":{"$error":"#N/A"}},{"$f":"IF(AT71,$AZ$5,NA())","v":{"$error":"#N/A"}},{"$error":"#N/A"},{"$f":" 100 * IF(AT71,(R71-S71)/R71,NA())","v":{"$error":"#N/A"}},{"$f":"(AU71-BB71)*BA71","v":{"$error":"#N/A"}},{"$f":" 100 * (IF(AT71, $AS$4 + (Z71 - AR71) * ($AM$4 - $AS$4) /(AL71 - AR71),NA()))","v":{"$error":"#N/A"}},{"$f":" 100 * (IF(AT71, $AS$4 + (AF71 - AR71) * ($AM$4 - $AS$4) /(AL71 - AR71),NA()))","v":{"$error":"#N/A"}},{"$f":" 100 * (IF(AT71,Z71/AF71-1,NA()))","v":{"$error":"#N/A"}},{"$f":" 100 * (IF(AT71,1-N71/Z71,NA()))","v":{"$error":"#N/A"}},{"$f":"100 * IF(AT71,(K71-Q71)/Q71,NA())","v":{"$error":"#N/A"}},{"$error":"#N/A"},{"$error":"#N/A"}]
[3,19,0,90.000002656260094,257.10000635760298,0,0,0,{"$error":"#N/A"},{"$error":"#N/A"},{"$error":"#N/A"},{"$error":"#N/A"},{"$error":"#N/A"},{"$error":"#N/A"},{"$error":"#N/A"},{"$error":"#N/A"},{"$error":"#N/A"},{"$error":"#N/A"},{"$error":"#N/A"},{"$error":"#N/A"},{"$error":"#N/A"},{"$error":"#N/A"},{"$error":"#N/A"},{"$error":"#N/A"},{"$error":"#N/A"},{"$error":"#N/A"},{"$error":"#N/A"},{"$error":"#N/A"},{"$error":"#N/A"},{"$error":"#N/A"},{"$error":"#N/A"},{"$error":"#N/A"},{"$error":"#N/A"},{"$error":"#N/A"},{"$error":"#N/A"},{"$error":"#N/A"},{"$error":"#N/A"},{"$error":"#N/A"},{"$error":"#N/A"},{"$error":"#N/A"},{"$error":"#N/A"},{"$error":"#N/A"},{"$error":"#N/A"},{"$error":"#N/A"},{"$error":"#N/A"},false,{"$error":"#N/A"},{"$error":"#N/A"},{"$error":"#N/A"},{"$error":"#N/A"},{"$error":"#N/A"},{"$error":"#N/A"},{"$f":" IF($AZ$2, 1, AZ72/100) * (1 + N72/O72)","v":{"$error":"#N/A"}},{"$error":"#N/A"},{"$error":"#N/A"},{"$error":"#N/A"},{"$error":"#N/A"},{"$error":"#N/A"},{"$error":"#N/A"},{"$error":"#N/A"},{"$error":"#N/A"},{"$error":"#N/A"}]
[3,20,0,90.000002656260094,266.20000884961797,0,0,0,{"$error":"#N/A"},{"$error":"#N/A"},{"$error":"#N/A"},{"$error":"#N/A"},{"$error":"#N/A"},{"$error":"#N/A"},{"$error":"#N/A"},{"$error":"#N/A"},{"$error":"#N/A"},{"$error":"#N/A"},{"$error":"#N/A"},{"$error":"#N/A"},{"$error":"#N/A"},{"$error":"#N/A"},{"$error":"#N/A"},{"$error":"#N/A"},{"$error":"#N/A"},{"$error":"#N/A"},{"$error":"#N/A"},{"$error":"#N/A"},{"$error":"#N/A"},{"$error":"#N/A"},{"$error":"#N/A"},{"$error":"#N/A"},{"$error":"#N/A"},{"$error":"#N/A"},{"$error":"#N/A"},{"$error":"#N/A"},{"$error":"#N/A"},{"$error":"#N/A"},{"$error":"#N/A"},{"$error":"#N/A"},{"$error":"#N/A"},{"$error":"#N/A"},{"$error":"#N/A"},{"$error":"#N/A"},{"$error":"#N/A"},false,{"$error":"#N/A"},{"$error":"#N/A"},{"$error":"#N/A"},{"$error":"#N/A"},{"$error":"#N/A"},{"$error":"#N/A"},{"$error":"#N/A"},{"$error":"#N/A"},{"$error":"#N/A"},{"$error":"#N/A"},{"$error":"#N/A"},{"$error":"#N/A"},{"$error":"#N/A"},{"$error":"#N/A"},{"$error":"#N/A"},{"$error":"#N/A"}]
[3,21,0,90.000002656260094,276.39999114729397,0,0,0,{"$error":"#N/A"},{"$error":"#N/A"},{"$error":"#N/A"},{"$error":"#N/A"},{"$error":"#N/A"},{"$error":"#N/A"},{"$error":"#N/A"},{"$error":"#N/A"},{"$error":"#N/A"},{"$error":"#N/A"},{"$error":"#N/A"},{"$error":"#N/A"},{"$error":"#N/A"},{"$error":"#N/A"},{"$error":"#N/A"},{"$error":"#N/A"},{"$error":"#N/A"},{"$error":"#N/A"},{"$error":"#N/A"},{"$error":"#N/A"},{"$error":"#N/A"},{"$error":"#N/A"},{"$error":"#N/A"},{"$error":"#N/A"},{"$error":"#N/A"},{"$error":"#N/A"},{"$error":"#N/A"},{"$error":"#N/A"},{"$error":"#N/A"},{"$error":"#N/A"},{"$error":"#N/A"},{"$error":"#N/A"},{"$error":"#N/A"},{"$error":"#N/A"},{"$error":"#N/A"},{"$error":"#N/A"},{"$error":"#N/A"},false,{"$error":"#N/A"},{"$error":"#N/A"},{"$error":"#N/A"},{"$error":"#N/A"},{"$error":"#N/A"},{"$error":"#N/A"},{"$error":"#N/A"},{"$error":"#N/A"},{"$error":"#N/A"},{"$error":"#N/A"},{"$error":"#N/A"},{"$error":"#N/A"},{"$error":"#N/A"},{"$error":"#N/A"},{"$error":"#N/A"},{"$error":"#N/A"}]
[3,22,0,90.000002656260094,289.29999275847098,0,0,0,{"$error":"#N/A"},{"$error":"#N/A"},{"$error":"#N/A"},{"$error":"#N/A"},{"$error":"#N/A"},{"$error":"#N/A"},{"$error":"#N/A"},{"$error":"#N/A"},{"$error":"#N/A"},{"$error":"#N/A"},{"$error":"#N/A"},{"$error":"#N/A"},{"$error":"#N/A"},{"$error":"#N/A"},{"$error":"#N/A"},{"$error":"#N/A"},{"$error":"#N/A"},{"$error":"#N/A"},{"$error":"#N/A"},{"$error":"#N/A"},{"$error":"#N/A"},{"$error":"#N/A"},{"$error":"#N/A"},{"$error":"#N/A"},{"$error":"#N/A"},{"$error":"#N/A"},{"$error":"#N/A"},{"$error":"#N/A"},{"$error":"#N/A"},{"$error":"#N/A"},{"$error":"#N/A"},{"$error":"#N/A"},{"$error":"#N/A"},{"$error":"#N/A"},{"$error":"#N/A"},{"$error":"#N/A"},{"$error":"#N/A"},false,{"$error":"#N/A"},{"$error":"#N/A"},{"$error":"#N/A"},{"$error":"#N/A"},{"$error":"#N/A"},{"$error":"#N/A"},{"$error":"#N/A"},{"$error":"#N/A"},{"$error":"#N/A"},{"$error":"#N/A"},{"$error":"#N/A"},{"$error":"#N/A"},{"$error":"#N/A"},{"$error":"#N/A"},{"$error":"#N/A"},{"$error":"#N/A"}]
[3,23,0,90.000002656260094,308.20001138441302,0,0,0,{"$error":"#N/A"},{"$error":"#N/A"},{"$error":"#N/A"},{"$error":"#N/A"},{"$error":"#N/A"},{"$error":"#N/A"},{"$error":"#N/A"},{"$error":"#N/A"},{"$error":"#N/A"},{"$error":"#N/A"},{"$error":"#N/A"},{"$error":"#N/A"},{"$error":"#N/A"},{"$error":"#N/A"},{"$error":"#N/A"},{"$error":"#N/A"},{"$error":"#N/A"},{"$error":"#N/A"},{"$error":"#N/A"},{"$error":"#N/A"},{"$error":"#N/A"},{"$error":"#N/A"},{"$error":"#N/A"},{"$error":"#N/A"},{"$error":"#N/A"},{"$error":"#N/A"},{"$error":"#N/A"},{"$error":"#N/A"},{"$error":"#N/A"},{"$error":"#N/A"},{"$error":"#N/A"},{"$error":"#N/A"},{"$error":"#N/A"},{"$error":"#N/A"},{"$error":"#N/A"},{"$error":"#N/A"},{"$error":"#N/A"},false,{"$error":"#N/A"},{"$error":"#N/A"},{"$error":"#N/A"},{"$error":"#N/A"},{"$error":"#N/A"},{"$error":"#N/A"},{"$error":"#N/A"},{"$error":"#N/A"},{"$error":"#N/A"},{"$error":"#N/A"},{"$error":"#N/A"},{"$error":"#N/A"},{"$error":"#N/A"},{"$error":"#N/A"},{"$error":"#N/A"},{"$error":"#N/A"}]
[4,0,0,90.000002656260094,339.20002158165801,0,0,0,{"$error":"#N/A"},{"$error":"#N/A"},{"$error":"#N/A"},{"$error":"#N/A"},{"$error":"#N/A"},{"$error":"#N/A"},{"$error":"#N/A"},{"$error":"#N/A"},{"$error":"#N/A"},{"$error":"#N/A"},{"$error":"#N/A"},{"$error":"#N/A"},{"$error":"#N/A"},{"$error":"#N/A"},{"$error":"#N/A"},{"$error":"#N/A"},{"$error":"#N/A"},{"$error":"#N/A"},{"$error":"#N/A"},{"$error":"#N/A"},{"$error":"#N/A"},{"$error":"#N/A"},{"$error":"#N/A"},{"$error":"#N/A"},{"$error":"#N/A"},{"$error":"#N/A"},{"$error":"#N/A"},{"$error":"#N/A"},{"$error":"#N/A"},{"$error":"#N/A"},{"$error":"#N/A"},{"$error":"#N/A"},{"$error":"#N/A"},{"$error":"#N/A"},{"$error":"#N/A"},{"$error":"#N/A"},{"$error":"#N/A"},false,{"$error":"#N/A"},{"$error":"#N/A"},{"$error":"#N/A"},{"$error":"#N/A"},{"$error":"#N/A"},{"$error":"#N/A"},{"$error":"#N/A"},{"$error":"#N/A"},{"$error":"#N/A"},{"$error":"#N/A"},{"$error":"#N/A"},{"$error":"#N/A"},{"$error":"#N/A"},{"$error":"#N/A"},{"$error":"#N/A"},{"$error":"#N/A"}]
[4,1,0,90.000002656260094,20.699997502444798,0,0,0,{"$error":"#N/A"},{"$error":"#N/A"},{"$error":"#N/A"},{"$error":"#N/A"},{"$error":"#N/A"},{"$error":"#N/A"},{"$error":"#N/A"},{"$error":"#N/A"},{"$error":"#N/A"},{"$error":"#N/A"},{"$error":"#N/A"},{"$error":"#N/A"},{"$error":"#N/A"},{"$error":"#N/A"},{"$error":"#N/A"},{"$error":"#N/A"},{"$error":"#N/A"},{"$error":"#N/A"},{"$error":"#N/A"},{"$error":"#N/A"},{"$error":"#N/A"},{"$error":"#N/A"},{"$error":"#N/A"},{"$error":"#N/A"},{"$error":"#N/A"},{"$error":"#N/A"},{"$error":"#N/A"},{"$error":"#N/A"},{"$error":"#N/A"},{"$error":"#N/A"},{"$error":"#N/A"},{"$error":"#N/A"},{"$error":"#N/A"},{"$error":"#N/A"},{"$error":"#N/A"},{"$error":"#N/A"},{"$error":"#N/A"},false,{"$error":"#N/A"},{"$error":"#N/A"},{"$error":"#N/A"},{"$error":"#N/A"},{"$error":"#N/A"},{"$error":"#N/A"},{"$error":"#N/A"},{"$error":"#N/A"},{"$error":"#N/A"},{"$error":"#N/A"},{"$error":"#N/A"},{"$error":"#N/A"},{"$error":"#N/A"},{"$error":"#N/A"},{"$error":"#N/A"},{"$error":"#N/A"}]
[4,2,0,90.000002656260094,51.800004097650998,0,0,0,{"$error":"#N/A"},{"$error":"#N/A"},{"$error":"#N/A"},{"$error":"#N/A"},{"$error":"#N/A"},{"$error":"#N/A"},{"$error":"#N/A"},{"$error":"#N/A"},{"$error":"#N/A"},{"$error":"#N/A"},{"$error":"#N/A"},{"$error":"#N/A"},{"$error":"#N/A"},{"$error":"#N/A"},{"$error":"#N/A"},{"$error":"#N/A"},{"$error":"#N/A"},{"$error":"#N/A"},{"$error":"#N/A"},{"$error":"#N/A"},{"$error":"#N/A"},{"$error":"#N/A"},{"$error":"#N/A"},{"$error":"#N/A"},{"$error":"#N/A"},{"$error":"#N/A"},{"$error":"#N/A"},{"$error":"#N/A"},{"$error":"#N/A"},{"$error":"#N/A"},{"$error":"#N/A"},{"$error":"#N/A"},{"$error":"#N/A"},{"$error":"#N/A"},{"$error":"#N/A"},{"$error":"#N/A"},{"$error":"#N/A"},false,{"$error":"#N/A"},{"$error":"#N/A"},{"$error":"#N/A"},{"$error":"#N/A"},{"$error":"#N/A"},{"$error":"#N/A"},{"$error":"#N/A"},{"$error":"#N/A"},{"$error":"#N/A"},{"$error":"#N/A"},{"$error":"#N/A"},{"$error":"#N/A"},{"$error":"#N/A"},{"$error":"#N/A"},{"$error":"#N/A"},{"$error":"#N/A"}]
[4,3,0,90.000002656260094,70.699998438475603,0,0,0,{"$error":"#N/A"},{"$error":"#N/A"},{"$error":"#N/A"},{"$error":"#N/A"},{"$error":"#N/A"},{"$error":"#N/A"},{"$error":"#N/A"},{"$error":"#N/A"},{"$error":"#N/A"},{"$error":"#N/A"},{"$error":"#N/A"},{"$error":"#N/A"},{"$error":"#N/A"},{"$error":"#N/A"},{"$error":"#N/A"},{"$error":"#N/A"},{"$error":"#N/A"},{"$error":"#N/A"},{"$error":"#N/A"},{"$error":"#N/A"},{"$error":"#N/A"},{"$error":"#N/A"},{"$error":"#N/A"},{"$error":"#N/A"},{"$error":"#N/A"},{"$error":"#N/A"},{"$error":"#N/A"},{"$error":"#N/A"},{"$error":"#N/A"},{"$error":"#N/A"},{"$error":"#N/A"},{"$error":"#N/A"},{"$error":"#N/A"},{"$error":"#N/A"},{"$error":"#N/A"},{"$error":"#N/A"},{"$error":"#N/A"},false,{"$error":"#N/A"},{"$error":"#N/A"},{"$error":"#N/A"},{"$error":"#N/A"},{"$error":"#N/A"},{"$error":"#N/A"},{"$error":"#N/A"},{"$error":"#N/A"},{"$error":"#N/A"},{"$error":"#N/A"},{"$error":"#N/A"},{"$error":"#N/A"},{"$error":"#N/A"},{"$error":"#N/A"},{"$error":"#N/A"},{"$error":"#N/A"}]
[4,4,0,90.000002656260094,83.600000049652195,0,0,0,{"$error":"#N/A"},{"$error":"#N/A"},{"$error":"#N/A"},{"$error":"#N/A"},{"$error":"#N/A"},{"$error":"#N/A"},{"$error":"#N/A"},{"$error":"#N/A"},{"$error":"#N/A"},{"$error":"#N/A"},{"$error":"#N/A"},{"$error":"#N/A"},{"$error":"#N/A"},{"$error":"#N/A"},{"$error":"#N/A"},{"$error":"#N/A"},{"$error":"#N/A"},{"$error":"#N/A"},{"$error":"#N/A"},{"$error":"#N/A"},{"$error":"#N/A"},{"$error":"#N/A"},{"$error":"#N/A"},{"$error":"#N/A"},{"$error":"#N/A"},{"$error":"#N/A"},{"$error":"#N/A"},{"$error":"#N/A"},{"$error":"#N/A"},{"$error":"#N/A"},{"$error":"#N/A"},{"$error":"#N/A"},{"$error":"#N/A"},{"$error":"#N/A"},{"$error":"#N/A"},{"$error":"#N/A"},{"$error":"#N/A"},false,{"$error":"#N/A"},{"$error":"#N/A"},{"$error":"#N/A"},{"$error":"#N/A"},{"$error":"#N/A"},{"$error":"#N/A"},{"$error":"#N/A"},{"$error":"#N/A"},{"$error":"#N/A"},{"$error":"#N/A"},{"$error":"#N/A"},{"$error":"#N/A"},{"$error":"#N/A"},{"$error":"#N/A"},{"$error":"#N/A"},{"$error":"#N/A"}]
[4,5,0,90.000002656260094,93.699995663414299,0,0,0,{"$error":"#N/A"},{"$error":"#N/A"},{"$error":"#N/A"},{"$error":"#N/A"},{"$error":"#N/A"},{"$error":"#N/A"},{"$error":"#N/A"},{"$error":"#N/A"},{"$error":"#N/A"},{"$error":"#N/A"},{"$error":"#N/A"},{"$error":"#N/A"},{"$error":"#N/A"},{"$error":"#N/A"},{"$error":"#N/A"},{"$error":"#N/A"},{"$error":"#N/A"},{"$error":"#N/A"},{"$error":"#N/A"},{"$error":"#N/A"},{"$error":"#N/A"},{"$error":"#N/A"},{"$error":"#N/A"},{"$error":"#N/A"},{"$error":"#N/A"},{"$error":"#N/A"},{"$error":"#N/A"},{"$error":"#N/A"},{"$error":"#N/A"},{"$error":"#N/A"},{"$error":"#N/A"},{"$error":"#N/A"},{"$error":"#N/A"},{"$error":"#N/A"},{"$error":"#N/A"},{"$error":"#N/A"},{"$error":"#N/A"},false,{"$error":"#N/A"},{"$error":"#N/A"},{"$error":"#N/A"},{"$error":"#N/A"},{"$error":"#N/A"},{"$error":"#N/A"},{"$error":"#N/A"},{"$error":"#N/A"},{"$error":"#N/A"},{"$error":"#N/A"},{"$error":"#N/A"},{"$error":"#N/A"},{"$error":"#N/A"},{"$error":"#N/A"},{"$error":"#N/A"},{"$error":"#N/A"}]
[4,6,0,90.000002656260094,102.900004267436,0,0,0,{"$error":"#N/A"},{"$error":"#N/A"},{"$error":"#N/A"},{"$error":"#N/A"},{"$error":"#N/A"},{"$error":"#N/A"},{"$error":"#N/A"},{"$error":"#N/A"},{"$error":"#N/A"},{"$error":"#N/A"},{"$error":"#N/A"},{"$error":"#N/A"},{"$error":"#N/A"},{"$error":"#N/A"},{"$error":"#N/A"},{"$error":"#N/A"},{"$error":"#N/A"},{"$error":"#N/A"},{"$error":"#N/A"},{"$error":"#N/A"},{"$error":"#N/A"},{"$error":"#N/A"},{"$error":"#N/A"},{"$error":"#N/A"},{"$error":"#N/A"},{"$error":"#N/A"},{"$error":"#N/A"},{"$error":"#N/A"},{"$error":"#N/A"},{"$error":"#N/A"},{"$error":"#N/A"},{"$error":"#N/A"},{"$error":"#N/A"},{"$error":"#N/A"},{"$error":"#N/A"},{"$error":"#N/A"},{"$error":"#N/A"},false,{"$error":"#N/A"},{"$error":"#N/A"},{"$error":"#N/A"},{"$error":"#N/A"},{"$error":"#N/A"},{"$error":"#N/A"},{"$error":"#N/A"},{"$error":"#N/A"},{"$error":"#N/A"},{"$error":"#N/A"},{"$error":"#N/A"},{"$error":"#N/A"},{"$error":"#N/A"},{"$error":"#N/A"},{"$error":"#N/A"},{"$error":"#N/A"}]
[4,7,0,90.000002656260094,111.999997045404,0,0,0,{"$error":"#N/A"},{"$error":"#N/A"},{"$error":"#N/A"},{"$error":"#N/A"},{"$error":"#N/A"},{"$error":"#N/A"},{"$error":"#N/A"},{"$error":"#N/A"},{"$error":"#N/A"},{"$error":"#N/A"},{"$error":"#N/A"},{"$error":"#N/A"},{"$error":"#N/A"},{"$error":"#N/A"},{"$error":"#N/A"},{"$error":"#N/A"},{"$error":"#N/A"},{"$error":"#N/A"},{"$error":"#N/A"},{"$error":"#N/A"},{"$error":"#N/A"},{"$error":"#N/A"},{"$error":"#N/A"},{"$error":"#N/A"},{"$error":"#N/A"},{"$error":"#N/A"},{"$error":"#N/A"},{"$error":"#N/A"},{"$error":"#N/A"},{"$error":"#N/A"},{"$error":"#N/A"},{"$error":"#N/A"},{"$error":"#N/A"},{"$error":"#N/A"},{"$error":"#N/A"},{"$error":"#N/A"},{"$error":"#N/A"},false,{"$error":"#N/A"},{"$error":"#N/A"},{"$error":"#N/A"},{"$error":"#N/A"},{"$error":"#N/A"},{"$error":"#N/A"},{"$error":"#N/A"},{"$error":"#N/A"},{"$error":"#N/A"},{"$error":"#N/A"},{"$error":"#N/A"},{"$error":"#N/A"},{"$error":"#N/A"},{"$error":"#N/A"},{"$error":"#N/A"},{"$error":"#N/A"}]
[4,8,0,89.700003748331198,121.699997353277,2,2,0,1,{"$error":"#N/A"},{"$error":"#N/A"},{"$error":"#N/A"},{"$error":"#N/A"},{"$error":"#N/A"},{"$error":"#N/A"},{"$error":"#N/A"},{"$error":"#N/A"},{"$error":"#N/A"},{"$error":"#N/A"},{"$error":"#N/A"},{"$error":"#N/A"},{"$error":"#N/A"},{"$error":"#N/A"},{"$error":"#N/A"},{"$error":"#N/A"},{"$error":"#N/A"},{"$error":"#N/A"},{"$error":"#N/A"},{"$error":"#N/A"},{"$error":"#N/A"},{"$error":"#N/A"},{"$error":"#N/A"},{"$error":"#N/A"},{"$error":"#N/A"},{"$error":"#N/A"},{"$error":"#N/A"},{"$error":"#N/A"},{"$error":"#N/A"},{"$error":"#N/A"},{"$error":"#N/A"},{"$error":"#N/A"},{"$error":"#N/A"},{"$error":"#N/A"},{"$error":"#N/A"},{"$error":"#N/A"},false,{"$error":"#N/A"},{"$error":"#N/A"},{"$error":"#N/A"},{"$error":"#N/A"},{"$error":"#N/A"},{"$error":"#N/A"},{"$error":"#N/A"},{"$error":"#N/A"},{"$error":"#N/A"},{"$error":"#N/A"},{"$error":"#N/A"},{"$error":"#N/A"},{"$error":"#N/A"},{"$error":"#N/A"},{"$error":"#N/A"},{"$error":"#N/A"}]
[4,9,0,80.800003766284604,132.499996894904,63,60,18.763943000000001,0.95238096000000005,5.7229858398437701,299.31290000000001,317.3408,315.23894999999999,2.6337999999999999E-3,2.5900000000000001E-4,5.7709899902343897,267.22070000000002,282.96719999999999,280.79599999999999,2.6351E-3,0,5.7210021972656397,302.59620000000001,320.85809999999998,318.83062999999999,2.6369000000000002E-3,2.8219999999999997E-4,5.7229858398437701,298.05470000000003,315.99459999999999,314.17149999999998,2.6324E-3,2.5030000000000001E-4,5.7279907226562701,300.68329999999997,318.80471999999997,316.95895000000002,2.6319999999999998E-3,2.7159999999999999E-4,5.6679931640625201,290.25540000000001,307.70069999999998,305.93540000000002,2.6294000000000001E-3,1.907E-4,true,0.66233210479081583,31.310259579728054,27.367119901112485,12.744706352377122,8.2211197732104839,75.3,11.169111969111968,0.76729741114871219,-1.1723692595834849,48.846153846157243,31.538461538462563,0.17094666464063657,0.11756228905154265,12.009623505963418,12.14755632454928,12.266182566703227]
[4,10,0,73.300006782945204,144.50000178229399,124,119,17.399751999999999,0.95967740000000001,8.2450195312500192,584.29830000000004,616.84990000000005,611.55050000000006,4.4270999999999998E-3,7.1230000000000002E-4,8.3739868164062692,492.1026,519.09050000000002,513.51873999999998,4.4187999999999996E-3,0,8.2340026855468906,591.79750000000001,624.80939999999998,619.09533999999996,4.4288000000000001E-3,7.6940000000000005E-4,8.2520080566406406,581.08410000000003,613.43939999999998,607.54769999999996,4.3968000000000002E-3,7.1790000000000005E-4,8.2530151367187692,589.06389999999999,621.87890000000004,616.41254000000004,4.4124999999999998E-3,7.6400000000000003E-4,8.1330200195312692,566.47929999999997,598.20579999999995,592.37914999999998,4.3731999999999998E-3,6.2750000000000002E-4,true,0.8591068913199128,30.395604395604398,26.62271062271062,7.1737010725727801,7.4213672991941815,75.3,7.2152183068931626,1.0733696725330246,-1.5459527414946888,34.147582697201109,26.005089058524273,0.72780203784570396,3.8385115606942577E-2,18.73505646993128,18.832823948810471,19.090201070364067]
[4,11,0,67.900002155108098,157.800008413407,189,168,55.817779999999999,0.88888889999999998,10.9800048828125,944.57939999999996,989.09032999999999,983.12616000000003,6.9343E-3,9.9400000000000009E-4,11.1580139160156,815.30993999999998,853.23620000000005,847.26869999999997,6.9319999999999998E-3,0,10.964013671875,956.27909999999997,1001.3944,995.66830000000004,6.9402999999999999E-3,1.0778999999999999E-3,10.9930053710937,939.72655999999995,983.96979999999996,978.34559999999999,6.8982000000000002E-3,9.9280000000000006E-4,10.9919982910156,951.94320000000005,996.76400000000001,991.72090000000003,6.9189999999999998E-3,1.0660999999999999E-3,10.8170104980468,918.37940000000003,962.15466000000004,956.91020000000003,6.8631999999999999E-3,8.6319999999999995E-4,true,0.60299548171702044,30.581567274519468,26.387382947264669,8.5717163577759603,7.7836534001298645,75.3,7.976156941649899,0.69939601718727895,-0.76890580016986976,33.8172043010753,26.272401433691815,0.6103041373111795,8.6451594311487412E-2,15.855253770118392,15.92221825562487,16.034754972064949]
[4,12,0,64.999999759733001,172.59999987011801,207,189,42.591630000000002,0.91304350000000001,12.5309997558593,1083.2048,1128.6818000000001,1123.7539999999999,8.1543999999999991E-3,8.3940000000000002E-4,12.6809936523437,973.79819999999995,1014.2182,1009.69275,8.1533000000000005E-3,0,12.5129943847656,1092.8259,1138.769,1134.2475999999999,8.1559000000000006E-3,9.1139995000000002E-4,12.5249877929687,1079.1277,1124.4567,1120.6172999999999,8.1505999999999992E-3,8.1189999999999995E-4,12.5469909667968,1091.3583000000001,1137.1190999999999,1132.962,8.1519999999999995E-3,9.0419999999999997E-4,12.3449951171875,1055.5153,1100.4929,1096.1232,8.1452999999999994E-3,6.357E-4,true,0.43659780816880012,30.268154562383614,26.562383612662941,12.255197684443896,7.8999291145451567,75.3,10.71455801763164,0.44620082739591715,-0.10289210665337765,35.820895522389641,27.910447761193524,6.5025887664726945E-2,1.8391593815536567E-2,11.235038224552071,11.285894889285169,11.296629593507514]
[4,13,0,64.999999759733001,187.399991326828,205,192,30.760622000000001,0.93658536999999997,12.8669982910156,1070.6096,1114.3597,1109.6695999999999,8.0596999999999995E-3,8.3730000000000002E-4,13.0159851074218,962.16380000000004,1001.0327,995.57227,8.0640999999999994E-3,0,12.8569885253906,1080.9609,1125.1744000000001,1120.0857000000001,8.0680000000000005E-3,9.0850000000000002E-4,12.860009765625,1067.2964999999999,1110.9374,1107.0205000000001,8.0616999999999998E-3,8.0999999999999996E-4,12.8770080566406,1078.7324000000001,1122.7748999999999,1118.4051999999999,8.0534999999999999E-3,9.0590003000000005E-4,12.6780029296875,1042.9423999999999,1086.2270000000001,1082.3088,8.0476000000000002E-3,6.3719996000000004E-4,true,0.42087846500551207,30.096761046619747,26.430963713556153,12.160493827160511,7.8370941111722603,75.3,10.625821091603964,0.54547968313122785,-1.3239902515997768,54.576271186443172,43.898305084746362,7.8147289033347889E-2,0.10287555775906343,11.271033061106639,11.32100879421821,11.460476897372798]
[4,14,0,67.900002155108098,202.19998278353901,117,117,0,1,10.2960144042968,509.83879999999999,534.65530000000001,530.13810000000001,3.8790000000000001E-3,6.7860000000000001E-4,10.4179931640625,423.57650000000001,443.78,439.23302999999999,3.8796E-3,0,10.28701171875,517.51940000000002,542.74890000000005,537.72130000000004,3.8850999999999998E-3,7.3269999999999997E-4,10.3019958496093,507.74599999999998,532.44653000000005,527.93859999999995,3.8555999999999998E-3,6.8550000000000002E-4,10.3139892578125,516.06420000000003,541.17100000000005,536.5222,3.8723E-3,7.3379999999999995E-4,10.1910034179687,493.9425,518.11469999999997,513.21045000000004,3.8360999999999998E-3,5.9670000000000003E-4,true,0.84488080451086944,29.919766593727211,26.477024070021884,6.8854850474106444,7.3836495154906423,75.3,6.7161803713527854,1.0246000270404227,-1.2070267147077691,33.5359116022099,25.386740331491691,0.76512086316007366,0.15701011556973343,20.36522328316136,20.477556446888105,20.696319218069739]
[4,15,0,73.300006782945204,215.49998941465199,62,62,0,1,8.3919921875000192,238.97489999999999,250.9006,248.05394000000001,2.0366999999999998E-3,3.6999999999999999E-4,8.4569946289062692,193.39330000000001,202.4932,199.83330000000001,2.0364000999999999E-3,0,8.3860107421875192,242.7773,254.94110000000001,252.06031999999999,2.0376999999999999E-3,4.0000000000000002E-4,8.3959899902343906,237.65170000000001,249.49469999999999,246.76791,2.0209E-3,3.7510000000000001E-4,8.3990112304687692,241.48589999999999,253.5608,250.82426000000001,2.0289000000000001E-3,3.9829999999999998E-4,8.3330017089843906,230.2886,241.72470000000001,239.1448,2.0097000000000001E-3,3.2680000999999999E-4,true,1.1345768005337515,30.237762271015704,26.755244301432775,6.6382298053852429,7.5000000000000071,75.3,6.504594594594594,1.3135749743695064,-1.1643105539743548,34.583333333333208,25.833333333333243,0.83131278143402376,4.9074937429460785E-2,23.569379083970325,23.905691647917063,24.130432715668508]
[4,16,0,80.800003766284604,227.50000401608901,12,12,0,1,6.5500122070312701,21.050599999999999,20.760300000000001,20.730281999999999,4.73E-4,5.1000003000000001E-5,6.5550170898437701,17.142499999999998,16.903700000000001,16.879836999999998,4.7320000000000001E-4,0,6.5500122070312701,21.422599999999999,21.127800000000001,21.099392000000002,4.7330000000000001E-4,5.5399999999999998E-5,6.5500122070312701,20.9054,20.617000000000001,20.590243999999998,4.7259999999999999E-4,4.9599999999999999E-5,6.5530029296875201,21.2761,20.982800000000001,20.955278,4.728E-4,5.3999999999999998E-5,6.5400024414062701,19.9194,19.6434,19.617418000000001,4.7189999999999998E-4,3.8000000000000002E-5,true,0.14459328622419654,30.874999999999996,27.249999999999996,11.693548387096776,7.942232851985553,75.3,10.274509258362201,0.1411702763300472,3.5169746848902839E-2,35.55555555555555,27.777777777777779,0.14811680067710054,6.338474540460437E-2,22.797724952603186,22.815123316197049,22.810913399222997]
[4,17,0,89.700003748331198,238.300003557716,2,2,0,1,{"$error":"#N/A"},{"$error":"#N/A"},{"$error":"#N/A"},{"$error":"#N/A"},{"$error":"#N/A"},{"$error":"#N/A"},{"$error":"#N/A"},{"$error":"#N/A"},{"$error":"#N/A"},{"$error":"#N/A"},{"$error":"#N/A"},{"$error":"#N/A"},{"$error":"#N/A"},{"$error":"#N/A"},{"$error":"#N/A"},{"$error":"#N/A"},{"$error":"#N/A"},{"$error":"#N/A"},{"$error":"#N/A"},{"$error":"#N/A"},{"$error":"#N/A"},{"$error":"#N/A"},{"$error":"#N/A"},{"$error":"#N/A"},{"$error":"#N/A"},{"$error":"#N/A"},{"$error":"#N/A"},{"$error":"#N/A"},{"$error":"#N/A"},{"$error":"#N/A"},{"$error":"#N/A"},{"$error":"#N/A"},{"$error":"#N/A"},{"$error":"#N/A"},{"$error":"#N/A"},{"$error":"#N/A"},false,{"$error":"#N/A"},{"$error":"#N/A"},{"$error":"#N/A"},{"$error":"#N/A"},{"$error":"#N/A"},{"$error":"#N/A"},{"$error":"#N/A"},{"$error":"#N/A"},{"$error":"#N/A"},{"$error":"#N/A"},{"$error":"#N/A"},{"$error":"#N/A"},{"$error":"#N/A"},{"$error":"#N/A"},{"$error":"#N/A"},{"$error":"#N/A"}]
[4,18,0,90.000002656260094,247.99998443749499,0,0,0,{"$error":"#N/A"},{"$error":"#N/A"},{"$error":"#N/A"},{"$error":"#N/A"},{"$error":"#N/A"},{"$error":"#N/A"},{"$error":"#N/A"},{"$error":"#N/A"},{"$error":"#N/A"},{"$error":"#N/A"},{"$error":"#N/A"},{"$error":"#N/A"},{"$error":"#N/A"},{"$error":"#N/A"},{"$error":"#N/A"},{"$error":"#N/A"},{"$error":"#N/A"},{"$error":"#N/A"},{"$error":"#N/A"},{"$error":"#N/A"},{"$error":"#N/A"},{"$error":"#N/A"},{"$error":"#N/A"},{"$error":"#N/A"},{"$error":"#N/A"},{"$error":"#N/A"},{"$error":"#N/A"},{"$error":"#N/A"},{"$error":"#N/A"},{"$error":"#N/A"},{"$error":"#N/A"},{"$error":"#N/A"},{"$error":"#N/A"},{"$error":"#N/A"},{"$error":"#N/A"},{"$error":"#N/A"},{"$error":"#N/A"},false,{"$error":"#N/A"},{"$error":"#N/A"},{"$error":"#N/A"},{"$error":"#N/A"},{"$error":"#N/A"},{"$error":"#N/A"},{"$error":"#N/A"},{"$error":"#N/A"},{"$error":"#N/A"},{"$error":"#N/A"},{"$error":"#N/A"},{"$error":"#N/A"},{"$error":"#N/A"},{"$error":"#N/A"},{"$error":"#N/A"},{"$error":"#N/A"}]
[4,19,0,90.000002656260094,257.10000635760298,0,0,0,{"$error":"#N/A"},{"$error":"#N/A"},{"$error":"#N/A"},{"$error":"#N/A"},{"$error":"#N/A"},{"$error":"#N/A"},{"$error":"#N/A"},{"$error":"#N/A"},{"$error":"#N/A"},{"$error":"#N/A"},{"$error":"#N/A"},{"$error":"#N/A"},{"$error":"#N/A"},{"$error":"#N/A"},{"$error":"#N/A"},{"$error":"#N/A"},{"$error":"#N/A"},{"$error":"#N/A"},{"$error":"#N/A"},{"$error":"#N/A"},{"$error":"#N/A"},{"$error":"#N/A"},{"$error":"#N/A"},{"$error":"#N/A"},{"$error":"#N/A"},{"$error":"#N/A"},{"$error":"#N/A"},{"$error":"#N/A"},{"$error":"#N/A"},{"$error":"#N/A"},{"$error":"#N/A"},{"$error":"#N/A"},{"$error":"#N/A"},{"$error":"#N/A"},{"$error":"#N/A"},{"$error":"#N/A"},{"$error":"#N/A"},false,{"$error":"#N/A"},{"$error":"#N/A"},{"$error":"#N/A"},{"$error":"#N/A"},{"$error":"#N/A"},{"$error":"#N/A"},{"$error":"#N/A"},{"$error":"#N/A"},{"$error":"#N/A"},{"$error":"#N/A"},{"$error":"#N/A"},{"$error":"#N/A"},{"$error":"#N/A"},{"$error":"#N/A"},{"$error":"#N/A"},{"$error":"#N/A"}]
[4,20,0,90.000002656260094,266.29998581948502,0,0,0,{"$error":"#N/A"},{"$error":"#N/A"},{"$error":"#N/A"},{"$error":"#N/A"},{"$error":"#N/A"},{"$error":"#N/A"},{"$error":"#N/A"},{"$error":"#N/A"},{"$error":"#N/A"},{"$error":"#N/A"},{"$error":"#N/A"},{"$error":"#N/A"},{"$error":"#N/A"},{"$error":"#N/A"},{"$error":"#N/A"},{"$error":"#N/A"},{"$error":"#N/A"},{"$error":"#N/A"},{"$error":"#N/A"},{"$error":"#N/A"},{"$error":"#N/A"},{"$error":"#N/A"},{"$error":"#N/A"},{"$error":"#N/A"},{"$error":"#N/A"},{"$error":"#N/A"},{"$error":"#N/A"},{"$error":"#N/A"},{"$error":"#N/A"},{"$error":"#N/A"},{"$error":"#N/A"},{"$error":"#N/A"},{"$error":"#N/A"},{"$error":"#N/A"},{"$error":"#N/A"},{"$error":"#N/A"},{"$error":"#N/A"},false,{"$error":"#N/A"},{"$error":"#N/A"},{"$error":"#N/A"},{"$error":"#N/A"},{"$error":"#N/A"},{"$error":"#N/A"},{"$error":"#N/A"},{"$error":"#N/A"},{"$error":"#N/A"},{"$error":"#N/A"},{"$error":"#N/A"},{"$error":"#N/A"},{"$error":"#N/A"},{"$error":"#N/A"},{"$error":"#N/A"},{"$error":"#N/A"}]
[4,21,0,90.000002656260094,276.39999114729397,0,0,0,{"$error":"#N/A"},{"$error":"#N/A"},{"$error":"#N/A"},{"$error":"#N/A"},{"$error":"#N/A"},{"$error":"#N/A"},{"$error":"#N/A"},{"$error":"#N/A"},{"$error":"#N/A"},{"$error":"#N/A"},{"$error":"#N/A"},{"$error":"#N/A"},{"$error":"#N/A"},{"$error":"#N/A"},{"$error":"#N/A"},{"$error":"#N/A"},{"$error":"#N/A"},{"$error":"#N/A"},{"$error":"#N/A"},{"$error":"#N/A"},{"$error":"#N/A"},{"$error":"#N/A"},{"$error":"#N/A"},{"$error":"#N/A"},{"$error":"#N/A"},{"$error":"#N/A"},{"$error":"#N/A"},{"$error":"#N/A"},{"$error":"#N/A"},{"$error":"#N/A"},{"$error":"#N/A"},{"$error":"#N/A"},{"$error":"#N/A"},{"$error":"#N/A"},{"$error":"#N/A"},{"$error":"#N/A"},{"$error":"#N/A"},false,{"$error":"#N/A"},{"$error":"#N/A"},{"$error":"#N/A"},{"$error":"#N/A"},{"$error":"#N/A"},{"$error":"#N/A"},{"$error":"#N/A"},{"$error":"#N/A"},{"$error":"#N/A"},{"$error":"#N/A"},{"$error":"#N/A"},{"$error":"#N/A"},{"$error":"#N/A"},{"$error":"#N/A"},{"$error":"#N/A"},{"$error":"#N/A"}]
[4,22,0,90.000002656260094,289.29999275847098,0,0,0,{"$error":"#N/A"},{"$error":"#N/A"},{"$error":"#N/A"},{"$error":"#N/A"},{"$error":"#N/A"},{"$error":"#N/A"},{"$error":"#N/A"},{"$error":"#N/A"},{"$error":"#N/A"},{"$error":"#N/A"},{"$error":"#N/A"},{"$error":"#N/A"},{"$error":"#N/A"},{"$error":"#N/A"},{"$error":"#N/A"},{"$error":"#N/A"},{"$error":"#N/A"},{"$error":"#N/A"},{"$error":"#N/A"},{"$error":"#N/A"},{"$error":"#N/A"},{"$error":"#N/A"},{"$error":"#N/A"},{"$error":"#N/A"},{"$error":"#N/A"},{"$error":"#N/A"},{"$error":"#N/A"},{"$error":"#N/A"},{"$error":"#N/A"},{"$error":"#N/A"},{"$error":"#N/A"},{"$error":"#N/A"},{"$error":"#N/A"},{"$error":"#N/A"},{"$error":"#N/A"},{"$error":"#N/A"},{"$error":"#N/A"},false,{"$error":"#N/A"},{"$error":"#N/A"},{"$error":"#N/A"},{"$error":"#N/A"},{"$error":"#N/A"},{"$error":"#N/A"},{"$error":"#N/A"},{"$error":"#N/A"},{"$error":"#N/A"},{"$error":"#N/A"},{"$error":"#N/A"},{"$error":"#N/A"},{"$error":"#N/A"},{"$error":"#N/A"},{"$error":"#N/A"},{"$error":"#N/A"}]
[4,23,0,90.000002656260094,308.20001138441302,0,0,0,{"$error":"#N/A"},{"$error":"#N/A"},{"$error":"#N/A"},{"$error":"#N/A"},{"$error":"#N/A"},{"$error":"#N/A"},{"$error":"#N/A"},{"$error":"#N/A"},{"$error":"#N/A"},{"$error":"#N/A"},{"$error":"#N/A"},{"$error":"#N/A"},{"$error":"#N/A"},{"$error":"#N/A"},{"$error":"#N/A"},{"$error":"#N/A"},{"$error":"#N/A"},{"$error":"#N/A"},{"$error":"#N/A"},{"$error":"#N/A"},{"$error":"#N/A"},{"$error":"#N/A"},{"$error":"#N/A"},{"$error":"#N/A"},{"$error":"#N/A"},{"$error":"#N/A"},{"$error":"#N/A"},{"$error":"#N/A"},{"$error":"#N/A"},{"$error":"#N/A"},{"$error":"#N/A"},{"$error":"#N/A"},{"$error":"#N/A"},{"$error":"#N/A"},{"$error":"#N/A"},{"$error":"#N/A"},{"$error":"#N/A"},false,{"$error":"#N/A"},{"$error":"#N/A"},{"$error":"#N/A"},{"$error":"#N/A"},{"$error":"#N/A"},{"$error":"#N/A"},{"$error":"#N/A"},{"$error":"#N/A"},{"$error":"#N/A"},{"$error":"#N/A"},{"$error":"#N/A"},{"$error":"#N/A"},{"$error":"#N/A"},{"$error":"#N/A"},{"$error":"#N/A"},{"$error":"#N/A"}]
[5,0,0,90.000002656260094,339.29995969533798,0,0,0,{"$error":"#N/A"},{"$error":"#N/A"},{"$error":"#N/A"},{"$error":"#N/A"},{"$error":"#N/A"},{"$error":"#N/A"},{"$error":"#N/A"},{"$error":"#N/A"},{"$error":"#N/A"},{"$error":"#N/A"},{"$error":"#N/A"},{"$error":"#N/A"},{"$error":"#N/A"},{"$error":"#N/A"},{"$error":"#N/A"},{"$error":"#N/A"},{"$error":"#N/A"},{"$error":"#N/A"},{"$error":"#N/A"},{"$error":"#N/A"},{"$error":"#N/A"},{"$error":"#N/A"},{"$error":"#N/A"},{"$error":"#N/A"},{"$error":"#N/A"},{"$error":"#N/A"},{"$error":"#N/A"},{"$error":"#N/A"},{"$error":"#N/A"},{"$error":"#N/A"},{"$error":"#N/A"},{"$error":"#N/A"},{"$error":"#N/A"},{"$error":"#N/A"},{"$error":"#N/A"},{"$error":"#N/A"},{"$error":"#N/A"},false,{"$error":"#N/A"},{"$error":"#N/A"},{"$error":"#N/A"},{"$error":"#N/A"},{"$error":"#N/A"},{"$error":"#N/A"},{"$error":"#N/A"},{"$error":"#N/A"},{"$error":"#N/A"},{"$error":"#N/A"},{"$error":"#N/A"},{"$error":"#N/A"},{"$error":"#N/A"},{"$error":"#N/A"},{"$error":"#N/A"},{"$error":"#N/A"}]
[5,1,0,90.000002656260094,20.699997502444798,0,0,0,{"$error":"#N/A"},{"$error":"#N/A"},{"$error":"#N/A"},{"$error":"#N/A"},{"$error":"#N/A"},{"$error":"#N/A"},{"$error":"#N/A"},{"$error":"#N/A"},{"$error":"#N/A"},{"$error":"#N/A"},{"$error":"#N/A"},{"$error":"#N/A"},{"$error":"#N/A"},{"$error":"#N/A"},{"$error":"#N/A"},{"$error":"#N/A"},{"$error":"#N/A"},{"$error":"#N/A"},{"$error":"#N/A"},{"$error":"#N/A"},{"$error":"#N/A"},{"$error":"#N/A"},{"$error":"#N/A"},{"$error":"#N/A"},{"$error":"#N/A"},{"$error":"#N/A"},{"$error":"#N/A"},{"$error":"#N/A"},{"$error":"#N/A"},{"$error":"#N/A"},{"$error":"#N/A"},{"$error":"#N/A"},{"$error":"#N/A"},{"$error":"#N/A"},{"$error":"#N/A"},{"$error":"#N/A"},{"$error":"#N/A"},false,{"$error":"#N/A"},{"$error":"#N/A"},{"$error":"#N/A"},{"$error":"#N/A"},{"$error":"#N/A"},{"$error":"#N/A"},{"$error":"#N/A"},{"$error":"#N/A"},{"$error":"#N/A"},{"$error":"#N/A"},{"$error":"#N/A"},{"$error":"#N/A"},{"$error":"#N/A"},{"$error":"#N/A"},{"$error":"#N/A"},{"$error":"#N/A"}]
[5,2,0,90.000002656260094,51.6999979856434,0,0,0,{"$error":"#N/A"},{"$error":"#N/A"},{"$error":"#N/A"},{"$error":"#N/A"},{"$error":"#N/A"},{"$error":"#N/A"},{"$error":"#N/A"},{"$error":"#N/A"},{"$error":"#N/A"},{"$error":"#N/A"},{"$error":"#N/A"},{"$error":"#N/A"},{"$error":"#N/A"},{"$error":"#N/A"},{"$error":"#N/A"},{"$error":"#N/A"},{"$error":"#N/A"},{"$error":"#N/A"},{"$error":"#N/A"},{"$error":"#N/A"},{"$error":"#N/A"},{"$error":"#N/A"},{"$error":"#N/A"},{"$error":"#N/A"},{"$error":"#N/A"},{"$error":"#N/A"},{"$error":"#N/A"},{"$error":"#N/A"},{"$error":"#N/A"},{"$error":"#N/A"},{"$error":"#N/A"},{"$error":"#N/A"},{"$error":"#N/A"},{"$error":"#N/A"},{"$error":"#N/A"},{"$error":"#N/A"},{"$error":"#N/A"},false,{"$error":"#N/A"},{"$error":"#N/A"},{"$error":"#N/A"},{"$error":"#N/A"},{"$error":"#N/A"},{"$error":"#N/A"},{"$error":"#N/A"},{"$error":"#N/A"},{"$error":"#N/A"},{"$error":"#N/A"},{"$error":"#N/A"},{"$error":"#N/A"},{"$error":"#N/A"},{"$error":"#N/A"},{"$error":"#N/A"},{"$error":"#N/A"}]
[5,3,0,90.000002656260094,70.599997183491496,0,0,0,{"$error":"#N/A"},{"$error":"#N/A"},{"$error":"#N/A"},{"$error":"#N/A"},{"$error":"#N/A"},{"$error":"#N/A"},{"$error":"#N/A"},{"$error":"#N/A"},{"$error":"#N/A"},{"$error":"#N/A"},{"$error":"#N/A"},{"$error":"#N/A"},{"$error":"#N/A"},{"$error":"#N/A"},{"$error":"#N/A"},{"$error":"#N/A"},{"$error":"#N/A"},{"$error":"#N/A"},{"$error":"#N/A"},{"$error":"#N/A"},{"$error":"#N/A"},{"$error":"#N/A"},{"$error":"#N/A"},{"$error":"#N/A"},{"$error":"#N/A"},{"$error":"#N/A"},{"$error":"#N/A"},{"$error":"#N/A"},{"$error":"#N/A"},{"$error":"#N/A"},{"$error":"#N/A"},{"$error":"#N/A"},{"$error":"#N/A"},{"$error":"#N/A"},{"$error":"#N/A"},{"$error":"#N/A"},{"$error":"#N/A"},false,{"$error":"#N/A"},{"$error":"#N/A"},{"$error":"#N/A"},{"$error":"#N/A"},{"$error":"#N/A"},{"$error":"#N/A"},{"$error":"#N/A"},{"$error":"#N/A"},{"$error":"#N/A"},{"$error":"#N/A"},{"$error":"#N/A"},{"$error":"#N/A"},{"$error":"#N/A"},{"$error":"#N/A"},{"$error":"#N/A"},{"$error":"#N/A"}]
[5,4,0,90.000002656260094,83.499993937644703,0,0,0,{"$error":"#N/A"},{"$error":"#N/A"},{"$error":"#N/A"},{"$error":"#N/A"},{"$error":"#N/A"},{"$error":"#N/A"},{"$error":"#N/A"},{"$error":"#N/A"},{"$error":"#N/A"},{"$error":"#N/A"},{"$error":"#N/A"},{"$error":"#N/A"},{"$error":"#N/A"},{"$error":"#N/A"},{"$error":"#N/A"},{"$error":"#N/A"},{"$error":"#N/A"},{"$error":"#N/A"},{"$error":"#N/A"},{"$error":"#N/A"},{"$error":"#N/A"},{"$error":"#N/A"},{"$error":"#N/A"},{"$error":"#N/A"},{"$error":"#N/A"},{"$error":"#N/A"},{"$error":"#N/A"},{"$error":"#N/A"},{"$error":"#N/A"},{"$error":"#N/A"},{"$error":"#N/A"},{"$error":"#N/A"},{"$error":"#N/A"},{"$error":"#N/A"},{"$error":"#N/A"},{"$error":"#N/A"},{"$error":"#N/A"},false,{"$error":"#N/A"},{"$error":"#N/A"},{"$error":"#N/A"},{"$error":"#N/A"},{"$error":"#N/A"},{"$error":"#N/A"},{"$error":"#N/A"},{"$error":"#N/A"},{"$error":"#N/A"},{"$error":"#N/A"},{"$error":"#N/A"},{"$error":"#N/A"},{"$error":"#N/A"},{"$error":"#N/A"},{"$error":"#N/A"},{"$error":"#N/A"}]
[5,5,0,90.000002656260094,93.699995663414299,0,0,0,{"$error":"#N/A"},{"$error":"#N/A"},{"$error":"#N/A"},{"$error":"#N/A"},{"$error":"#N/A"},{"$error":"#N/A"},{"$error":"#N/A"},{"$error":"#N/A"},{"$error":"#N/A"},{"$error":"#N/A"},{"$error":"#N/A"},{"$error":"#N/A"},{"$error":"#N/A"},{"$error":"#N/A"},{"$error":"#N/A"},{"$error":"#N/A"},{"$error":"#N/A"},{"$error":"#N/A"},{"$error":"#N/A"},{"$error":"#N/A"},{"$error":"#N/A"},{"$error":"#N/A"},{"$error":"#N/A"},{"$error":"#N/A"},{"$error":"#N/A"},{"$error":"#N/A"},{"$error":"#N/A"},{"$error":"#N/A"},{"$error":"#N/A"},{"$error":"#N/A"},{"$error":"#N/A"},{"$error":"#N/A"},{"$error":"#N/A"},{"$error":"#N/A"},{"$error":"#N/A"},{"$error":"#N/A"},{"$error":"#N/A"},false,{"$error":"#N/A"},{"$error":"#N/A"},{"$error":"#N/A"},{"$error":"#N/A"},{"$error":"#N/A"},{"$error":"#N/A"},{"$error":"#N/A"},{"$error":"#N/A"},{"$error":"#N/A"},{"$error":"#N/A"},{"$error":"#N/A"},{"$error":"#N/A"},{"$error":"#N/A"},{"$error":"#N/A"},{"$error":"#N/A"},{"$error":"#N/A"}]
[5,6,0,90.000002656260094,102.79999815542899,0,0,0,{"$error":"#N/A"},{"$error":"#N/A"},{"$error":"#N/A"},{"$error":"#N/A"},{"$error":"#N/A"},{"$error":"#N/A"},{"$error":"#N/A"},{"$error":"#N/A"},{"$error":"#N/A"},{"$error":"#N/A"},{"$error":"#N/A"},{"$error":"#N/A"},{"$error":"#N/A"},{"$error":"#N/A"},{"$error":"#N/A"},{"$error":"#N/A"},{"$error":"#N/A"},{"$error":"#N/A"},{"$error":"#N/A"},{"$error":"#N/A"},{"$error":"#N/A"},{"$error":"#N/A"},{"$error":"#N/A"},{"$error":"#N/A"},{"$error":"#N/A"},{"$error":"#N/A"},{"$error":"#N/A"},{"$error":"#N/A"},{"$error":"#N/A"},{"$error":"#N/A"},{"$error":"#N/A"},{"$error":"#N/A"},{"$error":"#N/A"},{"$error":"#N/A"},{"$error":"#N/A"},{"$error":"#N/A"},{"$error":"#N/A"},false,{"$error":"#N/A"},{"$error":"#N/A"},{"$error":"#N/A"},{"$error":"#N/A"},{"$error":"#N/A"},{"$error":"#N/A"},{"$error":"#N/A"},{"$error":"#N/A"},{"$error":"#N/A"},{"$error":"#N/A"},{"$error":"#N/A"},{"$error":"#N/A"},{"$error":"#N/A"},{"$error":"#N/A"},{"$error":"#N/A"},{"$error":"#N/A"}]
[5,7,0,90.000002656260094,111.90000064744299,0,0,0,{"$error":"#N/A"},{"$error":"#N/A"},{"$error":"#N/A"},{"$error":"#N/A"},{"$error":"#N/A"},{"$error":"#N/A"},{"$error":"#N/A"},{"$error":"#N/A"},{"$error":"#N/A"},{"$error":"#N/A"},{"$error":"#N/A"},{"$error":"#N/A"},{"$error":"#N/A"},{"$error":"#N/A"},{"$error":"#N/A"},{"$error":"#N/A"},{"$error":"#N/A"},{"$error":"#N/A"},{"$error":"#N/A"},{"$error":"#N/A"},{"$error":"#N/A"},{"$error":"#N/A"},{"$error":"#N/A"},{"$error":"#N/A"},{"$error":"#N/A"},{"$error":"#N/A"},{"$error":"#N/A"},{"$error":"#N/A"},{"$error":"#N/A"},{"$error":"#N/A"},{"$error":"#N/A"},{"$error":"#N/A"},{"$error":"#N/A"},{"$error":"#N/A"},{"$error":"#N/A"},{"$error":"#N/A"},{"$error":"#N/A"},false,{"$error":"#N/A"},{"$error":"#N/A"},{"$error":"#N/A"},{"$error":"#N/A"},{"$error":"#N/A"},{"$error":"#N/A"},{"$error":"#N/A"},{"$error":"#N/A"},{"$error":"#N/A"},{"$error":"#N/A"},{"$error":"#N/A"},{"$error":"#N/A"},{"$error":"#N/A"},{"$error":"#N/A"},{"$error":"#N/A"},{"$error":"#N/A"}]
[5,8,0,89.599997636323707,121.699997353277,1,1,0,1,{"$error":"#N/A"},{"$error":"#N/A"},{"$error":"#N/A"},{"$error":"#N/A"},{"$error":"#N/A"},{"$error":"#N/A"},{"$error":"#N/A"},{"$error":"#N/A"},{"$error":"#N/A"},{"$error":"#N/A"},{"$error":"#N/A"},{"$error":"#N/A"},{"$error":"#N/A"},{"$error":"#N/A"},{"$error":"#N/A"},{"$error":"#N/A"},{"$error":"#N/A"},{"$error":"#N/A"},{"$error":"#N/A"},{"$error":"#N/A"},{"$error":"#N/A"},{"$error":"#N/A"},{"$error":"#N/A"},{"$error":"#N/A"},{"$error":"#N/A"},{"$error":"#N/A"},{"$error":"#N/A"},{"$error":"#N/A"},{"$error":"#N/A"},{"$error":"#N/A"},{"$error":"#N/A"},{"$error":"#N/A"},{"$error":"#N/A"},{"$error":"#N/A"},{"$error":"#N/A"},{"$error":"#N/A"},false,{"$error":"#N/A"},{"$error":"#N/A"},{"$error":"#N/A"},{"$error":"#N/A"},{"$error":"#N/A"},{"$error":"#N/A"},{"$error":"#N/A"},{"$error":"#N/A"},{"$error":"#N/A"},{"$error":"#N/A"},{"$error":"#N/A"},{"$error":"#N/A"},{"$error":"#N/A"},{"$error":"#N/A"},{"$error":"#N/A"},{"$error":"#N/A"}]
[5,9,0,80.699997654277098,132.499996894904,45,45,0,1,6.9240051269531397,184.57660000000001,193.89940000000001,192.39085,1.7736E-3,1.9110000000000001E-4,6.9540039062500201,161.48089999999999,169.2432,167.72497999999999,1.7745E-3,0,6.9170166015625201,186.84520000000001,196.32140000000001,194.8741,1.7757999999999999E-3,2.0719999999999999E-4,6.9240051269531397,183.84719999999999,193.12129999999999,191.81781000000001,1.7723000000000001E-3,1.8619999000000001E-4,6.9240051269531397,185.9402,195.35329999999999,194.02661000000001,1.7721E-3,2.0359999999999999E-4,6.8799987792968897,178.2696,187.1926,185.93266,1.7700999999999999E-3,1.4239999999999999E-4,true,0.77800653328479286,30.588235294117649,27.156861111111112,11.278201464994698,7.7702702702702631,75.3,10.281004709576138,0.89706410656381685,-1.2240314715923519,48.499999999999183,31.00000000000054,0.19748349602211057,0.12388782520553754,14.302434529408755,14.568502604535965,14.706139777151867]
[5,10,0,73.199995813914299,144.39999567028701,96,96,0,1,8.8200012207031406,404.1669,425.42250000000001,421.00546000000003,3.1543000000000001E-3,5.7180000000000002E-4,8.9190002441406406,331.21440000000001,348.16359999999997,343.49831999999998,3.1472000000000002E-3,0,8.8120056152343906,410.06139999999999,431.66879999999998,426.83062999999999,3.1553000000000002E-3,6.1749999999999999E-4,8.8250061035156406,402.03,423.1583,418.22449999999998,3.1297E-3,5.7939999999999999E-4,8.8229919433593906,408.71289999999999,430.22430000000003,425.58069999999998,3.1432999999999999E-3,6.1870000000000002E-4,8.7300048828125192,390.59109999999998,411.17919999999998,406.27289999999999,3.1113E-3,5.0739999999999997E-4,true,1.0382713655248572,29.892183288409701,26.469002695417785,6.5757680358992099,7.4008097165991877,75.3,6.5164393144456101,1.3399677622818686,-1.9659862608539704,33.750000000000099,25.750000000000018,0.81796977346071387,3.1692707508002016E-2,22.025763372606981,22.190401294104277,22.564052132773181]
[5,11,0,67.800000900124004,157.69999258735299,120,120,0,1,10.1360107421875,524.84580000000005,550.70510000000002,545.47119999999995,3.9801000000000003E-3,6.9479999999999997E-4,10.256005859375,436.17849999999999,457.25598000000002,452.25168000000002,3.9788000000000002E-3,0,10.1249938964843,532.79430000000002,559.08810000000005,554.18560000000002,3.9845999999999996E-3,7.5300002999999997E-4,10.1459899902343,522.52859999999998,548.25639999999999,543.45169999999996,3.9541999999999997E-3,7.027E-4,10.1409851074218,530.98140000000001,557.1499,552.8152,3.9689E-3,7.5409999999999995E-4,10.0230041503906,508.19279999999998,533.37959999999998,528.76935000000003,3.9316999999999998E-3,6.1300000000000005E-4,true,0.95039976931393277,29.922043231750532,26.357193479801559,7.1581087234950935,7.7290873414706196,75.3,6.7284110535405874,1.0944198039793815,-0.96902599317430405,34.220430107526731,26.048387096774139,0.76880279196802626,0.11293479897603875,20.32821425173411,20.436937752022398,20.612310384341729]
[5,12,0,64.899998504748893,172.59999987011801,160,157,7.0721455000000004,0.98124999999999996,12.1239868164062,814.68449999999996,850.00059999999996,845.72533999999996,6.2642000000000002E-3,6.6319999999999997E-4,12.2419982910156,728.79456000000005,760.05790000000002,756.05719999999997,6.2632E-3,0,12.110009765625,822.02170000000001,857.69479999999999,853.77539999999999,6.2652999999999997E-3,7.1880000000000002E-4,12.1169982910156,811.85670000000005,847.0634,843.65466000000004,6.2608000000000004E-3,6.445E-4,12.1379943847656,821.7577,857.34619999999995,853.70623999999998,6.2617999999999997E-3,7.2020000000000005E-4,11.9770141601562,793.57039999999995,828.35299999999995,824.52526999999998,6.2572000000000001E-3,5.0710000000000002E-4,true,0.50297140966724063,29.934303144063819,26.4476771468794,11.528316524437553,7.7351140790205992,75.3,10.445416164053077,0.52636779382203003,-0.24438496923083244,37.608695652174688,27.826086956523135,7.187579861998028E-2,1.75570204140163E-2,11.785205970801965,11.833664251105072,11.859967737890731]
[5,13,0,64.899998504748893,187.399991326828,159,156,7.0721455000000004,0.98113209999999995,12.5010009765625,809.24540000000002,843.30820000000006,839.40137000000004,6.2256999999999998E-3,6.5959999999999999E-4,12.6220031738281,724.36194,754.51769999999999,749.92909999999995,6.2288999999999999E-3,0,12.4909912109375,817.23969999999997,851.66920000000005,847.42719999999997,6.2321E-3,7.1480000000000003E-4,12.4970031738281,806.89269999999999,840.86847,837.55700000000002,6.2271999999999996E-3,6.401E-4,12.5079895019531,815.92560000000003,850.24699999999996,846.57104000000004,6.2202000000000004E-3,7.1670000000000002E-4,12.3460021972656,787.90859999999998,821.47040000000004,818.17160000000001,6.2161999999999999E-3,5.0460000000000001E-4,true,0.4632742809805494,29.910419613389909,26.388495992456384,11.670051554444626,7.7224398433128227,75.3,10.438599151000606,0.6081500805083887,-1.5123003979518372,59.749999999995005,47.499999999995659,7.8687050359715904E-2,0.10269411594807654,11.718376589471282,11.767848520982353,11.930763854876428]
[5,14,0,67.800000900124004,202.29999860959299,139,137,5.2932353000000001,0.98561149999999997,11.756005859375,626.05529999999999,653.77739999999994,648.57579999999996,4.6682E-3,7.9690000000000002E-4,11.8940063476562,524.00829999999996,546.81849999999997,541.50990000000002,4.6686000000000002E-3,0,11.7470031738281,635.17129999999997,663.33590000000004,657.53330000000005,4.6755E-3,8.6050003000000003E-4,11.7610107421875,623.45240000000001,651.04369999999994,645.82983000000002,4.6407000000000002E-3,8.0400000000000003E-4,11.7759948730468,633.36329999999998,661.37739999999997,655.98030000000006,4.6606E-3,8.61E-4,11.6360107421875,607.17430000000002,634.27869999999996,628.61720000000003,4.6180001999999998E-3,6.9999999999999999E-4,true,0.79562248557383375,29.968945962732917,26.459627329192546,7.0273669154228946,7.3910549427871679,75.3,6.8579495545237794,0.97081572770488855,-1.2014664168282438,33.497669003140842,25.328616566275038,0.74988687051522618,0.15613303390011879,19.474309853488968,19.560219707270324,19.771734551852134]
[5,15,0,73.199995813914299,215.600005240706,104,103,3.4598265000000001,0.99038464000000004,10.8669982910156,451.41370000000001,472.38200000000001,467.16455000000002,3.4841E-3,6.1479999999999998E-4,10.9720092773437,373.44420000000002,390.39159999999998,385.16565000000003,3.4827999999999999E-3,0,10.8579956054687,457.91559999999998,479.22519999999997,473.98358000000002,3.4854998999999998E-3,6.6430000000000005E-4,10.8730102539062,449.05,469.89269999999999,464.79987,3.4572000000000001E-3,6.2279996999999997E-4,10.8770080566406,455.71100000000001,476.87860000000001,471.7133,3.4703999000000002E-3,6.6200000000000005E-4,10.7690063476562,436.60520000000002,456.97329999999999,452.17241999999999,3.4385000000000002E-3,5.4330000000000003E-4,true,1.1044980545406016,30.193765796124683,26.697554338668905,6.6634605008089709,7.4514526569321227,75.3,6.6670461938841905,1.3386430445736934,-1.5610554646171768,34.733557158486271,25.862087341966571,0.81857861853522618,4.0163535795822991E-2,20.878487334921783,21.0020912335204,21.289255674798618]
[5,16,0,80.699997654277098,227.50000401608901,49,49,0,1,9.3600097656250192,205.99529999999999,215.3545,213.55624,1.9311E-3,2.085E-4,9.3929992675781406,180.49379999999999,188.3553,186.77395999999999,1.931E-3,0,9.3539978027343906,208.33208999999999,217.82980000000001,216.24744999999999,1.9325E-3,2.2609999999999999E-4,9.3590026855468906,205.1063,214.41460000000001,213.03316000000001,1.9295E-3,2.028E-4,9.3630004882812692,207.49299999999999,216.93809999999999,215.50603000000001,1.9300000000000001E-3,2.2169999999999999E-4,9.3170104980468906,198.93440000000001,207.9076,206.50399999999999,1.9269999999999999E-3,1.551E-4,true,0.8350231827057244,30.66066066066066,27.162162162162161,11.489151873767266,7.7841662980981834,75.3,10.261870503597123,0.83955163459696203,-4.6470386889650023E-2,38.33333333333249,28.333333333333211,0.15548069448043655,7.2445019404909772E-2,14.128740156171565,14.334186508157723,14.339407913180196]
[5,17,0,89.599997636323707,238.300003557716,3,3,0,1,{"$error":"#N/A"},{"$error":"#N/A"},{"$error":"#N/A"},{"$error":"#N/A"},{"$error":"#N/A"},{"$error":"#N/A"},{"$error":"#N/A"},{"$error":"#N/A"},{"$error":"#N/A"},{"$error":"#N/A"},{"$error":"#N/A"},{"$error":"#N/A"},{"$error":"#N/A"},{"$error":"#N/A"},{"$error":"#N/A"},{"$error":"#N/A"},{"$error":"#N/A"},{"$error":"#N/A"},{"$error":"#N/A"},{"$error":"#N/A"},{"$error":"#N/A"},{"$error":"#N/A"},{"$error":"#N/A"},{"$error":"#N/A"},{"$error":"#N/A"},{"$error":"#N/A"},{"$error":"#N/A"},{"$error":"#N/A"},{"$error":"#N/A"},{"$error":"#N/A"},{"$error":"#N/A"},{"$error":"#N/A"},{"$error":"#N/A"},{"$error":"#N/A"},{"$error":"#N/A"},{"$error":"#N/A"},false,{"$error":"#N/A"},{"$error":"#N/A"},{"$error":"#N/A"},{"$error":"#N/A"},{"$error":"#N/A"},{"$error":"#N/A"},{"$error":"#N/A"},{"$error":"#N/A"},{"$error":"#N/A"},{"$error":"#N/A"},{"$error":"#N/A"},{"$error":"#N/A"},{"$error":"#N/A"},{"$error":"#N/A"},{"$error":"#N/A"},{"$error":"#N/A"}]
[5,18,0,90.000002656260094,248.10001969164301,0,0,0,{"$error":"#N/A"},{"$error":"#N/A"},{"$error":"#N/A"},{"$error":"#N/A"},{"$error":"#N/A"},{"$error":"#N/A"},{"$error":"#N/A"},{"$error":"#N/A"},{"$error":"#N/A"},{"$error":"#N/A"},{"$error":"#N/A"},{"$error":"#N/A"},{"$error":"#N/A"},{"$error":"#N/A"},{"$error":"#N/A"},{"$error":"#N/A"},{"$error":"#N/A"},{"$error":"#N/A"},{"$error":"#N/A"},{"$error":"#N/A"},{"$error":"#N/A"},{"$error":"#N/A"},{"$error":"#N/A"},{"$error":"#N/A"},{"$error":"#N/A"},{"$error":"#N/A"},{"$error":"#N/A"},{"$error":"#N/A"},{"$error":"#N/A"},{"$error":"#N/A"},{"$error":"#N/A"},{"$error":"#N/A"},{"$error":"#N/A"},{"$error":"#N/A"},{"$error":"#N/A"},{"$error":"#N/A"},{"$error":"#N/A"},false,{"$error":"#N/A"},{"$error":"#N/A"},{"$error":"#N/A"},{"$error":"#N/A"},{"$error":"#N/A"},{"$error":"#N/A"},{"$error":"#N/A"},{"$error":"#N/A"},{"$error":"#N/A"},{"$error":"#N/A"},{"$error":"#N/A"},{"$error":"#N/A"},{"$error":"#N/A"},{"$error":"#N/A"},{"$error":"#N/A"},{"$error":"#N/A"}]
[5,19,0,90.000002656260094,257.20000275556401,0,0,0,{"$error":"#N/A"},{"$error":"#N/A"},{"$error":"#N/A"},{"$error":"#N/A"},{"$error":"#N/A"},{"$error":"#N/A"},{"$error":"#N/A"},{"$error":"#N/A"},{"$error":"#N/A"},{"$error":"#N/A"},{"$error":"#N/A"},{"$error":"#N/A"},{"$error":"#N/A"},{"$error":"#N/A"},{"$error":"#N/A"},{"$error":"#N/A"},{"$error":"#N/A"},{"$error":"#N/A"},{"$error":"#N/A"},{"$error":"#N/A"},{"$error":"#N/A"},{"$error":"#N/A"},{"$error":"#N/A"},{"$error":"#N/A"},{"$error":"#N/A"},{"$error":"#N/A"},{"$error":"#N/A"},{"$error":"#N/A"},{"$error":"#N/A"},{"$error":"#N/A"},{"$error":"#N/A"},{"$error":"#N/A"},{"$error":"#N/A"},{"$error":"#N/A"},{"$error":"#N/A"},{"$error":"#N/A"},{"$error":"#N/A"},false,{"$error":"#N/A"},{"$error":"#N/A"},{"$error":"#N/A"},{"$error":"#N/A"},{"$error":"#N/A"},{"$error":"#N/A"},{"$error":"#N/A"},{"$error":"#N/A"},{"$error":"#N/A"},{"$error":"#N/A"},{"$error":"#N/A"},{"$error":"#N/A"},{"$error":"#N/A"},{"$error":"#N/A"},{"$error":"#N/A"},{"$error":"#N/A"}]
[5,20,0,90.000002656260094,266.29998581948502,0,0,0,{"$error":"#N/A"},{"$error":"#N/A"},{"$error":"#N/A"},{"$error":"#N/A"},{"$error":"#N/A"},{"$error":"#N/A"},{"$error":"#N/A"},{"$error":"#N/A"},{"$error":"#N/A"},{"$error":"#N/A"},{"$error":"#N/A"},{"$error":"#N/A"},{"$error":"#N/A"},{"$error":"#N/A"},{"$error":"#N/A"},{"$error":"#N/A"},{"$error":"#N/A"},{"$error":"#N/A"},{"$error":"#N/A"},{"$error":"#N/A"},{"$error":"#N/A"},{"$error":"#N/A"},{"$error":"#N/A"},{"$error":"#N/A"},{"$error":"#N/A"},{"$error":"#N/A"},{"$error":"#N/A"},{"$error":"#N/A"},{"$error":"#N/A"},{"$error":"#N/A"},{"$error":"#N/A"},{"$error":"#N/A"},{"$error":"#N/A"},{"$error":"#N/A"},{"$error":"#N/A"},{"$error":"#N/A"},{"$error":"#N/A"},false,{"$error":"#N/A"},{"$error":"#N/A"},{"$error":"#N/A"},{"$error":"#N/A"},{"$error":"#N/A"},{"$error":"#N/A"},{"$error":"#N/A"},{"$error":"#N/A"},{"$error":"#N/A"},{"$error":"#N/A"},{"$error":"#N/A"},{"$error":"#N/A"},{"$error":"#N/A"},{"$error":"#N/A"},{"$error":"#N/A"},{"$error":"#N/A"}]
[5,21,0,90.000002656260094,276.49998754525501,0,0,0,{"$error":"#N/A"},{"$error":"#N/A"},{"$error":"#N/A"},{"$error":"#N/A"},{"$error":"#N/A"},{"$error":"#N/A"},{"$error":"#N/A"},{"$error":"#N/A"},{"$error":"#N/A"},{"$error":"#N/A"},{"$error":"#N/A"},{"$error":"#N/A"},{"$error":"#N/A"},{"$error":"#N/A"},{"$error":"#N/A"},{"$error":"#N/A"},{"$error":"#N/A"},{"$error":"#N/A"},{"$error":"#N/A"},{"$error":"#N/A"},{"$error":"#N/A"},{"$error":"#N/A"},{"$error":"#N/A"},{"$error":"#N/A"},{"$error":"#N/A"},{"$error":"#N/A"},{"$error":"#N/A"},{"$error":"#N/A"},{"$error":"#N/A"},{"$error":"#N/A"},{"$error":"#N/A"},{"$error":"#N/A"},{"$error":"#N/A"},{"$error":"#N/A"},{"$error":"#N/A"},{"$error":"#N/A"},{"$error":"#N/A"},false,{"$error":"#N/A"},{"$error":"#N/A"},{"$error":"#N/A"},{"$error":"#N/A"},{"$error":"#N/A"},{"$error":"#N/A"},{"$error":"#N/A"},{"$error":"#N/A"},{"$error":"#N/A"},{"$error":"#N/A"},{"$error":"#N/A"},{"$error":"#N/A"},{"$error":"#N/A"},{"$error":"#N/A"},{"$error":"#N/A"},{"$error":"#N/A"}]
[5,22,0,90.000002656260094,289.40000858452498,0,0,0,{"$error":"#N/A"},{"$error":"#N/A"},{"$error":"#N/A"},{"$error":"#N/A"},{"$error":"#N/A"},{"$error":"#N/A"},{"$error":"#N/A"},{"$error":"#N/A"},{"$error":"#N/A"},{"$error":"#N/A"},{"$error":"#N/A"},{"$error":"#N/A"},{"$error":"#N/A"},{"$error":"#N/A"},{"$error":"#N/A"},{"$error":"#N/A"},{"$error":"#N/A"},{"$error":"#N/A"},{"$error":"#N/A"},{"$error":"#N/A"},{"$error":"#N/A"},{"$error":"#N/A"},{"$error":"#N/A"},{"$error":"#N/A"},{"$error":"#N/A"},{"$error":"#N/A"},{"$error":"#N/A"},{"$error":"#N/A"},{"$error":"#N/A"},{"$error":"#N/A"},{"$error":"#N/A"},{"$error":"#N/A"},{"$error":"#N/A"},{"$error":"#N/A"},{"$error":"#N/A"},{"$error":"#N/A"},{"$error":"#N/A"},false,{"$error":"#N/A"},{"$error":"#N/A"},{"$error":"#N/A"},{"$error":"#N/A"},{"$error":"#N/A"},{"$error":"#N/A"},{"$error":"#N/A"},{"$error":"#N/A"},{"$error":"#N/A"},{"$error":"#N/A"},{"$error":"#N/A"},{"$error":"#N/A"},{"$error":"#N/A"},{"$error":"#N/A"},{"$error":"#N/A"},{"$error":"#N/A"}]
[5,23,0,90.000002656260094,308.29998835428,0,0,0,{"$error":"#N/A"},{"$error":"#N/A"},{"$error":"#N/A"},{"$error":"#N/A"},{"$error":"#N/A"},{"$error":"#N/A"},{"$error":"#N/A"},{"$error":"#N/A"},{"$error":"#N/A"},{"$error":"#N/A"},{"$error":"#N/A"},{"$error":"#N/A"},{"$error":"#N/A"},{"$error":"#N/A"},{"$error":"#N/A"},{"$error":"#N/A"},{"$error":"#N/A"},{"$error":"#N/A"},{"$error":"#N/A"},{"$error":"#N/A"},{"$error":"#N/A"},{"$error":"#N/A"},{"$error":"#N/A"},{"$error":"#N/A"},{"$error":"#N/A"},{"$error":"#N/A"},{"$error":"#N/A"},{"$error":"#N/A"},{"$error":"#N/A"},{"$error":"#N/A"},{"$error":"#N/A"},{"$error":"#N/A"},{"$error":"#N/A"},{"$error":"#N/A"},{"$error":"#N/A"},{"$error":"#N/A"},{"$error":"#N/A"},false,{"$error":"#N/A"},{"$error":"#N/A"},{"$error":"#N/A"},{"$error":"#N/A"},{"$error":"#N/A"},{"$error":"#N/A"},{"$error":"#N/A"},{"$error":"#N/A"},{"$error":"#N/A"},{"$error":"#N/A"},{"$error":"#N/A"},{"$error":"#N/A"},{"$error":"#N/A"},{"$error":"#N/A"},{"$error":"#N/A"},{"$error":"#N/A"}]
[6,0,0,90.000002656260094,339.29995969533798,0,0,0,{"$error":"#N/A"},{"$error":"#N/A"},{"$error":"#N/A"},{"$error":"#N/A"},{"$error":"#N/A"},{"$error":"#N/A"},{"$error":"#N/A"},{"$error":"#N/A"},{"$error":"#N/A"},{"$error":"#N/A"},{"$error":"#N/A"},{"$error":"#N/A"},{"$error":"#N/A"},{"$error":"#N/A"},{"$error":"#N/A"},{"$error":"#N/A"},{"$error":"#N/A"},{"$error":"#N/A"},{"$error":"#N/A"},{"$error":"#N/A"},{"$error":"#N/A"},{"$error":"#N/A"},{"$error":"#N/A"},{"$error":"#N/A"},{"$error":"#N/A"},{"$error":"#N/A"},{"$error":"#N/A"},{"$error":"#N/A"},{"$error":"#N/A"},{"$error":"#N/A"},{"$error":"#N/A"},{"$error":"#N/A"},{"$error":"#N/A"},{"$error":"#N/A"},{"$error":"#N/A"},{"$error":"#N/A"},{"$error":"#N/A"},false,{"$error":"#N/A"},{"$error":"#N/A"},{"$error":"#N/A"},{"$error":"#N/A"},{"$error":"#N/A"},{"$error":"#N/A"},{"$error":"#N/A"},{"$error":"#N/A"},{"$error":"#N/A"},{"$error":"#N/A"},{"$error":"#N/A"},{"$error":"#N/A"},{"$error":"#N/A"},{"$error":"#N/A"},{"$error":"#N/A"},{"$error":"#N/A"}]
[6,1,0,90.000002656260094,20.600005961507499,0,0,0,{"$error":"#N/A"},{"$error":"#N/A"},{"$error":"#N/A"},{"$error":"#N/A"},{"$error":"#N/A"},{"$error":"#N/A"},{"$error":"#N/A"},{"$error":"#N/A"},{"$error":"#N/A"},{"$error":"#N/A"},{"$error":"#N/A"},{"$error":"#N/A"},{"$error":"#N/A"},{"$error":"#N/A"},{"$error":"#N/A"},{"$error":"#N/A"},{"$error":"#N/A"},{"$error":"#N/A"},{"$error":"#N/A"},{"$error":"#N/A"},{"$error":"#N/A"},{"$error":"#N/A"},{"$error":"#N/A"},{"$error":"#N/A"},{"$error":"#N/A"},{"$error":"#N/A"},{"$error":"#N/A"},{"$error":"#N/A"},{"$error":"#N/A"},{"$error":"#N/A"},{"$error":"#N/A"},{"$error":"#N/A"},{"$error":"#N/A"},{"$error":"#N/A"},{"$error":"#N/A"},{"$error":"#N/A"},{"$error":"#N/A"},false,{"$error":"#N/A"},{"$error":"#N/A"},{"$error":"#N/A"},{"$error":"#N/A"},{"$error":"#N/A"},{"$error":"#N/A"},{"$error":"#N/A"},{"$error":"#N/A"},{"$error":"#N/A"},{"$error":"#N/A"},{"$error":"#N/A"},{"$error":"#N/A"},{"$error":"#N/A"},{"$error":"#N/A"},{"$error":"#N/A"},{"$error":"#N/A"}]
[6,2,0,90.000002656260094,51.600006444706203,0,0,0,{"$error":"#N/A"},{"$error":"#N/A"},{"$error":"#N/A"},{"$error":"#N/A"},{"$error":"#N/A"},{"$error":"#N/A"},{"$error":"#N/A"},{"$error":"#N/A"},{"$error":"#N/A"},{"$error":"#N/A"},{"$error":"#N/A"},{"$error":"#N/A"},{"$error":"#N/A"},{"$error":"#N/A"},{"$error":"#N/A"},{"$error":"#N/A"},{"$error":"#N/A"},{"$error":"#N/A"},{"$error":"#N/A"},{"$error":"#N/A"},{"$error":"#N/A"},{"$error":"#N/A"},{"$error":"#N/A"},{"$error":"#N/A"},{"$error":"#N/A"},{"$error":"#N/A"},{"$error":"#N/A"},{"$error":"#N/A"},{"$error":"#N/A"},{"$error":"#N/A"},{"$error":"#N/A"},{"$error":"#N/A"},{"$error":"#N/A"},{"$error":"#N/A"},{"$error":"#N/A"},{"$error":"#N/A"},{"$error":"#N/A"},false,{"$error":"#N/A"},{"$error":"#N/A"},{"$error":"#N/A"},{"$error":"#N/A"},{"$error":"#N/A"},{"$error":"#N/A"},{"$error":"#N/A"},{"$error":"#N/A"},{"$error":"#N/A"},{"$error":"#N/A"},{"$error":"#N/A"},{"$error":"#N/A"},{"$error":"#N/A"},{"$error":"#N/A"},{"$error":"#N/A"},{"$error":"#N/A"}]
[6,3,0,90.000002656260094,70.499995928507403,0,0,0,{"$error":"#N/A"},{"$error":"#N/A"},{"$error":"#N/A"},{"$error":"#N/A"},{"$error":"#N/A"},{"$error":"#N/A"},{"$error":"#N/A"},{"$error":"#N/A"},{"$error":"#N/A"},{"$error":"#N/A"},{"$error":"#N/A"},{"$error":"#N/A"},{"$error":"#N/A"},{"$error":"#N/A"},{"$error":"#N/A"},{"$error":"#N/A"},{"$error":"#N/A"},{"$error":"#N/A"},{"$error":"#N/A"},{"$error":"#N/A"},{"$error":"#N/A"},{"$error":"#N/A"},{"$error":"#N/A"},{"$error":"#N/A"},{"$error":"#N/A"},{"$error":"#N/A"},{"$error":"#N/A"},{"$error":"#N/A"},{"$error":"#N/A"},{"$error":"#N/A"},{"$error":"#N/A"},{"$error":"#N/A"},{"$error":"#N/A"},{"$error":"#N/A"},{"$error":"#N/A"},{"$error":"#N/A"},{"$error":"#N/A"},false,{"$error":"#N/A"},{"$error":"#N/A"},{"$error":"#N/A"},{"$error":"#N/A"},{"$error":"#N/A"},{"$error":"#N/A"},{"$error":"#N/A"},{"$error":"#N/A"},{"$error":"#N/A"},{"$error":"#N/A"},{"$error":"#N/A"},{"$error":"#N/A"},{"$error":"#N/A"},{"$error":"#N/A"},{"$error":"#N/A"},{"$error":"#N/A"}]
[6,4,0,90.000002656260094,83.400007253730806,0,0,0,{"$error":"#N/A"},{"$error":"#N/A"},{"$error":"#N/A"},{"$error":"#N/A"},{"$error":"#N/A"},{"$error":"#N/A"},{"$error":"#N/A"},{"$error":"#N/A"},{"$error":"#N/A"},{"$error":"#N/A"},{"$error":"#N/A"},{"$error":"#N/A"},{"$error":"#N/A"},{"$error":"#N/A"},{"$error":"#N/A"},{"$error":"#N/A"},{"$error":"#N/A"},{"$error":"#N/A"},{"$error":"#N/A"},{"$error":"#N/A"},{"$error":"#N/A"},{"$error":"#N/A"},{"$error":"#N/A"},{"$error":"#N/A"},{"$error":"#N/A"},{"$error":"#N/A"},{"$error":"#N/A"},{"$error":"#N/A"},{"$error":"#N/A"},{"$error":"#N/A"},{"$error":"#N/A"},{"$error":"#N/A"},{"$error":"#N/A"},{"$error":"#N/A"},{"$error":"#N/A"},{"$error":"#N/A"},{"$error":"#N/A"},false,{"$error":"#N/A"},{"$error":"#N/A"},{"$error":"#N/A"},{"$error":"#N/A"},{"$error":"#N/A"},{"$error":"#N/A"},{"$error":"#N/A"},{"$error":"#N/A"},{"$error":"#N/A"},{"$error":"#N/A"},{"$error":"#N/A"},{"$error":"#N/A"},{"$error":"#N/A"},{"$error":"#N/A"},{"$error":"#N/A"},{"$error":"#N/A"}]
[6,5,0,90.000002656260094,93.599999265453704,0,0,0,{"$error":"#N/A"},{"$error":"#N/A"},{"$error":"#N/A"},{"$error":"#N/A"},{"$error":"#N/A"},{"$error":"#N/A"},{"$error":"#N/A"},{"$error":"#N/A"},{"$error":"#N/A"},{"$error":"#N/A"},{"$error":"#N/A"},{"$error":"#N/A"},{"$error":"#N/A"},{"$error":"#N/A"},{"$error":"#N/A"},{"$error":"#N/A"},{"$error":"#N/A"},{"$error":"#N/A"},{"$error":"#N/A"},{"$error":"#N/A"},{"$error":"#N/A"},{"$error":"#N/A"},{"$error":"#N/A"},{"$error":"#N/A"},{"$error":"#N/A"},{"$error":"#N/A"},{"$error":"#N/A"},{"$error":"#N/A"},{"$error":"#N/A"},{"$error":"#N/A"},{"$error":"#N/A"},{"$error":"#N/A"},{"$error":"#N/A"},{"$error":"#N/A"},{"$error":"#N/A"},{"$error":"#N/A"},{"$error":"#N/A"},false,{"$error":"#N/A"},{"$error":"#N/A"},{"$error":"#N/A"},{"$error":"#N/A"},{"$error":"#N/A"},{"$error":"#N/A"},{"$error":"#N/A"},{"$error":"#N/A"},{"$error":"#N/A"},{"$error":"#N/A"},{"$error":"#N/A"},{"$error":"#N/A"},{"$error":"#N/A"},{"$error":"#N/A"},{"$error":"#N/A"},{"$error":"#N/A"}]
[6,6,0,90.000002656260094,102.79999815542899,0,0,0,{"$error":"#N/A"},{"$error":"#N/A"},{"$error":"#N/A"},{"$error":"#N/A"},{"$error":"#N/A"},{"$error":"#N/A"},{"$error":"#N/A"},{"$error":"#N/A"},{"$error":"#N/A"},{"$error":"#N/A"},{"$error":"#N/A"},{"$error":"#N/A"},{"$error":"#N/A"},{"$error":"#N/A"},{"$error":"#N/A"},{"$error":"#N/A"},{"$error":"#N/A"},{"$error":"#N/A"},{"$error":"#N/A"},{"$error":"#N/A"},{"$error":"#N/A"},{"$error":"#N/A"},{"$error":"#N/A"},{"$error":"#N/A"},{"$error":"#N/A"},{"$error":"#N/A"},{"$error":"#N/A"},{"$error":"#N/A"},{"$error":"#N/A"},{"$error":"#N/A"},{"$error":"#N/A"},{"$error":"#N/A"},{"$error":"#N/A"},{"$error":"#N/A"},{"$error":"#N/A"},{"$error":"#N/A"},{"$error":"#N/A"},false,{"$error":"#N/A"},{"$error":"#N/A"},{"$error":"#N/A"},{"$error":"#N/A"},{"$error":"#N/A"},{"$error":"#N/A"},{"$error":"#N/A"},{"$error":"#N/A"},{"$error":"#N/A"},{"$error":"#N/A"},{"$error":"#N/A"},{"$error":"#N/A"},{"$error":"#N/A"},{"$error":"#N/A"},{"$error":"#N/A"},{"$error":"#N/A"}]
[6,7,0,90.000002656260094,111.90000064744299,0,0,0,{"$error":"#N/A"},{"$error":"#N/A"},{"$error":"#N/A"},{"$error":"#N/A"},{"$error":"#N/A"},{"$error":"#N/A"},{"$error":"#N/A"},{"$error":"#N/A"},{"$error":"#N/A"},{"$error":"#N/A"},{"$error":"#N/A"},{"$error":"#N/A"},{"$error":"#N/A"},{"$error":"#N/A"},{"$error":"#N/A"},{"$error":"#N/A"},{"$error":"#N/A"},{"$error":"#N/A"},{"$error":"#N/A"},{"$error":"#N/A"},{"$error":"#N/A"},{"$error":"#N/A"},{"$error":"#N/A"},{"$error":"#N/A"},{"$error":"#N/A"},{"$error":"#N/A"},{"$error":"#N/A"},{"$error":"#N/A"},{"$error":"#N/A"},{"$error":"#N/A"},{"$error":"#N/A"},{"$error":"#N/A"},{"$error":"#N/A"},{"$error":"#N/A"},{"$error":"#N/A"},{"$error":"#N/A"},{"$error":"#N/A"},false,{"$error":"#N/A"},{"$error":"#N/A"},{"$error":"#N/A"},{"$error":"#N/A"},{"$error":"#N/A"},{"$error":"#N/A"},{"$error":"#N/A"},{"$error":"#N/A"},{"$error":"#N/A"},{"$error":"#N/A"},{"$error":"#N/A"},{"$error":"#N/A"},{"$error":"#N/A"},{"$error":"#N/A"},{"$error":"#N/A"},{"$error":"#N/A"}]
[6,8,0,89.599997636323707,121.699997353277,2,2,0,1,{"$error":"#N/A"},{"$error":"#N/A"},{"$error":"#N/A"},{"$error":"#N/A"},{"$error":"#N/A"},{"$error":"#N/A"},{"$error":"#N/A"},{"$error":"#N/A"},{"$error":"#N/A"},{"$error":"#N/A"},{"$error":"#N/A"},{"$error":"#N/A"},{"$error":"#N/A"},{"$error":"#N/A"},{"$error":"#N/A"},{"$error":"#N/A"},{"$error":"#N/A"},{"$error":"#N/A"},{"$error":"#N/A"},{"$error":"#N/A"},{"$error":"#N/A"},{"$error":"#N/A"},{"$error":"#N/A"},{"$error":"#N/A"},{"$error":"#N/A"},{"$error":"#N/A"},{"$error":"#N/A"},{"$error":"#N/A"},{"$error":"#N/A"},{"$error":"#N/A"},{"$error":"#N/A"},{"$error":"#N/A"},{"$error":"#N/A"},{"$error":"#N/A"},{"$error":"#N/A"},{"$error":"#N/A"},false,{"$error":"#N/A"},{"$error":"#N/A"},{"$error":"#N/A"},{"$error":"#N/A"},{"$error":"#N/A"},{"$error":"#N/A"},{"$error":"#N/A"},{"$error":"#N/A"},{"$error":"#N/A"},{"$error":"#N/A"},{"$error":"#N/A"},{"$error":"#N/A"},{"$error":"#N/A"},{"$error":"#N/A"},{"$error":"#N/A"},{"$error":"#N/A"}]
[6,9,0,80.599996399293005,132.39999078289699,13,13,0,1,7.3250061035156397,24.626999999999999,24.308800000000002,24.274114999999998,5.1210000000000003E-4,5.5000000000000002E-5,7.3299804687500201,20.105,19.8386,19.809525000000001,5.1230000000000004E-4,0,7.3250061035156397,25.091099,24.768599999999999,24.734848,5.1290000000000005E-4,5.9799999999999997E-5,7.3250061035156397,24.476700000000001,24.16,24.127844,5.1179999999999997E-4,5.38E-5,7.3250061035156397,24.925000000000001,24.603899999999999,24.57067,5.1159999999999997E-4,5.8699999999999997E-5,7.3149963378906397,23.3659,23.060700000000001,23.030560000000001,5.1119999999999996E-4,4.1399999999999997E-5,true,0.14268495359706437,30.635838150289018,27.167630057803471,11.152416356877314,8.026755852842804,75.3,10.310909090909091,0.14655772080690599,-3.9931750630930546E-2,62.500000000001357,35,0.21492770613522616,0.15597582374732299,22.491917433474249,22.53284001895296,22.537592395577366]
[6,10,0,73.099999415953604,144.39999567028701,23,23,0,1,7.9400268554687701,57.922400000000003,58.636200000000002,58.328525999999997,7.5489999999999997E-4,1.37E-4,7.9599853515625201,42.836300000000001,42.779800000000002,42.610419999999998,7.5330003000000003E-4,0,7.9400268554687701,59.159399999999998,59.943798000000001,59.587609999999998,7.5500000000000003E-4,1.4809999999999999E-4,7.9400268554687701,57.477800000000002,58.167700000000004,57.827359999999999,7.4899999999999999E-4,1.3889999999999999E-4,7.9410034179687701,58.917299999999997,59.689799999999998,59.338239999999999,7.5239999999999997E-4,1.4830000999999999E-4,7.9200073242187701,55.113101999999998,55.6708,55.346809999999998,7.4449995999999999E-4,1.2210000000000001E-4,{"$f":"IF(ISNUMBER(O135),IF(O135>0,TRUE,FALSE),FALSE)","v":true},{"$f":" 100 * IF(AT135,(L135-M135)/L135,NA())","v":0.52471681316320928},{"$f":" 100 * IF(AT135, $AS$4 + (AA135 - AS135) * ($AM$4 - $AS$4) /(AM135 - AS135),NA())","v":29.92366033448079},{"$f":" 100 * (IF(AT135, $AS$4 + (AG135 - AS135) * ($AM$4 - $AS$4) /(AM135 - AS135),NA()) )","v":26.412211293049122},{"$f":" 100 * (IF(AT135,AA135/AG135-1,NA()))","v":6.6234701223902182},{"$f":" 100 * (IF(AT135,1-O135/AA135,NA()))","v":7.4949358541525957},{"$f":"IF(AT135,$AZ$5,NA())","v":75.3},6.5102189781021895,{"$f":" 100 * IF(AT135,(R135-S135)/R135,NA())","v":0.39593452984820843},{"$f":"(AU135-BB135)*BA135","v":0.83840086488065158},{"$f":" 100 * (IF(AT135, $AS$4 + (Z135 - AR135) * ($AM$4 - $AS$4) /(AL135 - AR135),NA()))","v":33.291122576594631},{"$f":" 100 * (IF(AT135, $AS$4 + (AF135 - AR135) * ($AM$4 - $AS$4) /(AL135 - AR135),NA()))","v":25.696224322914841},{"$f":" 100 * (IF(AT135,Z135/AF135-1,NA()))","v":0.80106809078772656},{"$f":" 100 * (IF(AT135,1-N135/Z135,NA()))","v":1.3245033112585514E-2},{"$f":"100 * IF(AT135,(K135-Q135)/Q135,NA())","v":35.218027700805159},37.065156919854694,36.887939616647756]
[6,11,0,67.699994788116499,157.69999258735299,33,33,0,1,8.4810119628906406,103.14660000000001,106.6174,105.79049999999999,1.0957001000000001E-3,1.8999999E-4,8.5100036621093906,80.957599999999999,83.033299999999997,82.373230000000007,1.0955000999999999E-3,0,8.4800048828125192,105.1409,108.7381,107.94356000000001,1.0968E-3,2.0589999999999999E-4,8.4829956054687692,102.5592,105.99290000000001,105.22055,1.0887E-3,1.919E-4,8.4820190429687692,104.80029999999999,108.37520000000001,107.62215,1.0927999000000001E-3,2.0699999999999999E-4,8.4540039062500192,99.043396000000001,102.2616,101.52148,1.0826E-3,1.6799999999999999E-4,true,0.77557696961284839,29.717948717948715,26.128205128205128,7.2954663887441207,7.7222000971345235,75.3,{"$f":" IF($AZ$2, 1, AZ136/100) * (1 + N136/O136)","v":6.7668429350969967},0.79494612402492781,-0.13106802569218248,33.921705114755902,25.980450788733144,0.74400661339211194,0.10028264040845558,27.408174155360342,28.403182819423062,28.428252722395353]
[6,12,0,64.800006963811597,172.59999987011801,42,42,0,1,9.0479980468750192,166.52109999999999,173.726,172.82857999999999,1.6421000000000001E-3,1.741E-4,9.0739990234375192,145.4708,151.39959999999999,150.59505999999999,1.6416E-3,0,9.0429931640625192,168.30699999999999,175.6199,174.78671,1.6423E-3,1.8870000000000001E-4,9.0460144042968906,165.84559999999999,173.0112,172.2825,1.6412E-3,1.6930001000000001E-4,9.0500122070312692,168.43109000000001,175.74870000000001,174.98795000000001,1.6414000000000001E-3,1.905E-4,9.0110107421875192,161.46619999999999,168.38310000000001,167.59482,1.64E-3,1.3410000000000001E-4,true,0.51657207326480259,29.680851063829788,26.241136524822693,11.458942028414532,7.7371489136195066,75.3,10.431935669155658,0.53140166816821377,-0.15470138003202405,36.428571428569768,28.571428571427909,6.7024128686332674E-2,1.217804298848657E-2,14.47046417562837,14.746670400714407,14.763777775977513]
[6,13,0,64.800006963811597,187.399991326828,42,42,0,1,9.2149902343750192,166.53360000000001,173.66650000000001,172.84314000000001,1.6423E-3,1.739E-4,9.2409912109375192,145.63919999999999,151.51840000000001,150.62079,1.6429998999999999E-3,0,9.2119995117187692,168.49340000000001,175.7431,174.87051,1.6439001E-3,1.884E-4,9.2140136718750192,165.97649999999999,173.07701,172.36324999999999,1.6425999999999999E-3,1.6899999999999999E-4,9.2180114746093906,168.4014,175.64349999999999,174.86431999999999,1.6408E-3,1.907E-4,9.1800170898437692,161.4348,168.28061,167.57671999999999,1.6398000000000001E-3,1.3420000000000001E-4,true,0.47410410182735757,29.592920353982301,26.159292035398231,11.479289940828409,7.6963906581741011,75.3,10.443933294997125,0.59240989873178063,-1.2355778512812716,61.001000000003145,48.00000000000086,7.9148910264215111E-2,9.7335598434478143E-2,14.346686881004578,14.617432602245007,14.75383975877434]
[6,14,0,67.699994788116499,202.29999860959299,328,162,437.46809999999999,0.49390244,19.587976074218702,2139.5956999999999,2178.223,2169.6039999999998,1.5997399999999998E-2,1.0665E-3,19.740991210937501,1999.4031,2034.5518,2026.4684999999999,1.5993799999999999E-2,0,19.566979980468702,2154.1711,2193.2020000000002,2184.6914000000002,1.6015499999999998E-2,1.1594000000000001E-3,19.601007080078102,2124.4472999999998,2162.7055999999998,2154.3843000000002,1.5961401E-2,9.8689999999999997E-4,19.601983642578102,2144.6929,2183.3047000000001,2175.3339999999998,1.6002200000000001E-2,1.1006E-3,19.416009521484298,2104.4785000000002,2143.681,2136.2285000000002,1.5925499999999999E-2,8.7049999999999996E-4,true,0.39568951388357121,32.555410691003914,25.058670143415906,17.478974566825435,8.0127652233914155,75.3,15.999906235349272,0.39730126310866148,-2.5787836476341256E-2,31.734028683180821,24.680704041721018,0.33893641291262711,0.1130155162186619,7.0117226486244739,7.0615651073617292,7.0632975543414496]
[6,15,0,73.099999415953604,215.600005240706,237,69,577.91094999999996,0.29113925000000002,21.430993652343702,2366.1577000000002,2394.3027000000002,2385.9358000000002,1.8273299999999999E-2,5.1990000000000001E-4,21.516992187500001,2296.9922000000001,2323.6916999999999,2315.1082000000001,1.8265400000000001E-2,0,21.422998046875001,2373.6904,2401.9830000000002,2393.3310000000001,1.8281700000000001E-2,5.6879999999999995E-4,21.451989746093702,2349.3386,2377.123,2369.4229,1.82504E-2,4.1449999999999999E-4,21.451013183593702,2357.6251999999999,2385.4962999999998,2377.4495000000002,1.8257099999999998E-2,4.7110000000000001E-4,21.412011718750001,2346.3225000000002,2374.3975,2366.65,1.8231299999999999E-2,4.105E-4,true,0.34945038486570584,46.122112211221108,20.660066006600658,37.225572979493357,8.5970464135020954,75.3,36.147720715522212,0.36939065539545246,-0.72079533010123886,39.534883720931632,27.403100775194371,0.17150309034323907,4.5947586931205375E-2,3.0111334291862231,3.0387421877007323,3.0593645687920792]
[6,16,0,80.599996399293005,227.60000041404899,117,45,440.83602999999999,0.3846154,17.070001220703102,985.61310000000003,1012.0377,1003.6101,8.0099999999999998E-3,2.341E-4,17.097985839843702,954.79060000000004,980.30499999999995,973.45420000000001,8.0072000000000008E-3,0,17.058984375000001,991.0557,1017.6666,1010.04504,8.0099000000000004E-3,2.7589999999999998E-4,17.071984863281202,978.57153000000005,1004.8048,997.82910000000004,8.0069000000000008E-3,1.8320000000000001E-4,17.071984863281202,984.80679999999995,1011.2114,1003.9708000000001,8.0067999999999997E-3,2.3110000000000001E-4,17.057000732421798,977.17280000000005,1003.4249,995.76440000000002,8.0027999999999992E-3,1.7650000000000001E-4,true,0.83273577654271025,38.205128205128197,21.227106227106226,50.600436681222696,15.150416817687562,75.3,35.216146945749678,0.69884372720734222,4.7151620842618858,37.750000000000647,30.250000000002821,3.7467684122427514E-2,-1.2484550368840885E-3,3.2281947476231947,3.2370231713599367,3.0978242222387014]
[6,17,0,89.599997636323707,238.300003557716,3,3,0,1,{"$error":"#N/A"},{"$error":"#N/A"},{"$error":"#N/A"},{"$error":"#N/A"},{"$error":"#N/A"},{"$error":"#N/A"},{"$error":"#N/A"},{"$error":"#N/A"},{"$error":"#N/A"},{"$error":"#N/A"},{"$error":"#N/A"},{"$error":"#N/A"},{"$error":"#N/A"},{"$error":"#N/A"},{"$error":"#N/A"},{"$error":"#N/A"},{"$error":"#N/A"},{"$error":"#N/A"},{"$error":"#N/A"},{"$error":"#N/A"},{"$error":"#N/A"},{"$error":"#N/A"},{"$error":"#N/A"},{"$error":"#N/A"},{"$error":"#N/A"},{"$error":"#N/A"},{"$error":"#N/A"},{"$error":"#N/A"},{"$error":"#N/A"},{"$error":"#N/A"},{"$error":"#N/A"},{"$error":"#N/A"},{"$error":"#N/A"},{"$error":"#N/A"},{"$error":"#N/A"},{"$error":"#N/A"},false,{"$error":"#N/A"},{"$error":"#N/A"},{"$error":"#N/A"},{"$error":"#N/A"},{"$error":"#N/A"},{"$error":"#N/A"},{"$error":"#N/A"},{"$error":"#N/A"},{"$error":"#N/A"},{"$error":"#N/A"},{"$error":"#N/A"},{"$error":"#N/A"},{"$error":"#N/A"},{"$error":"#N/A"},{"$error":"#N/A"},{"$error":"#N/A"}]
[6,18,0,90.000002656260094,248.10001969164301,0,0,0,{"$error":"#N/A"},{"$error":"#N/A"},{"$error":"#N/A"},{"$error":"#N/A"},{"$error":"#N/A"},{"$error":"#N/A"},{"$error":"#N/A"},{"$error":"#N/A"},{"$error":"#N/A"},{"$error":"#N/A"},{"$error":"#N/A"},{"$error":"#N/A"},{"$error":"#N/A"},{"$error":"#N/A"},{"$error":"#N/A"},{"$error":"#N/A"},{"$error":"#N/A"},{"$error":"#N/A"},{"$error":"#N/A"},{"$error":"#N/A"},{"$error":"#N/A"},{"$error":"#N/A"},{"$error":"#N/A"},{"$error":"#N/A"},{"$error":"#N/A"},{"$error":"#N/A"},{"$error":"#N/A"},{"$error":"#N/A"},{"$error":"#N/A"},{"$error":"#N/A"},{"$error":"#N/A"},{"$error":"#N/A"},{"$error":"#N/A"},{"$error":"#N/A"},{"$error":"#N/A"},{"$error":"#N/A"},{"$error":"#N/A"},false,{"$error":"#N/A"},{"$error":"#N/A"},{"$error":"#N/A"},{"$error":"#N/A"},{"$error":"#N/A"},{"$error":"#N/A"},{"$error":"#N/A"},{"$error":"#N/A"},{"$error":"#N/A"},{"$error":"#N/A"},{"$error":"#N/A"},{"$error":"#N/A"},{"$error":"#N/A"},{"$error":"#N/A"},{"$error":"#N/A"},{"$error":"#N/A"}]
[6,19,0,90.000002656260094,257.20000275556401,0,0,0,{"$error":"#N/A"},{"$error":"#N/A"},{"$error":"#N/A"},{"$error":"#N/A"},{"$error":"#N/A"},{"$error":"#N/A"},{"$error":"#N/A"},{"$error":"#N/A"},{"$error":"#N/A"},{"$error":"#N/A"},{"$error":"#N/A"},{"$error":"#N/A"},{"$error":"#N/A"},{"$error":"#N/A"},{"$error":"#N/A"},{"$error":"#N/A"},{"$error":"#N/A"},{"$error":"#N/A"},{"$error":"#N/A"},{"$error":"#N/A"},{"$error":"#N/A"},{"$error":"#N/A"},{"$error":"#N/A"},{"$error":"#N/A"},{"$error":"#N/A"},{"$error":"#N/A"},{"$error":"#N/A"},{"$error":"#N/A"},{"$error":"#N/A"},{"$error":"#N/A"},{"$error":"#N/A"},{"$error":"#N/A"},{"$error":"#N/A"},{"$error":"#N/A"},{"$error":"#N/A"},{"$error":"#N/A"},{"$error":"#N/A"},false,{"$error":"#N/A"},{"$error":"#N/A"},{"$error":"#N/A"},{"$error":"#N/A"},{"$error":"#N/A"},{"$error":"#N/A"},{"$error":"#N/A"},{"$error":"#N/A"},{"$error":"#N/A"},{"$error":"#N/A"},{"$error":"#N/A"},{"$error":"#N/A"},{"$error":"#N/A"},{"$error":"#N/A"},{"$error":"#N/A"},{"$error":"#N/A"}]
[6,20,0,90.000002656260094,266.40000164553999,0,0,0,{"$error":"#N/A"},{"$error":"#N/A"},{"$error":"#N/A"},{"$error":"#N/A"},{"$error":"#N/A"},{"$error":"#N/A"},{"$error":"#N/A"},{"$error":"#N/A"},{"$error":"#N/A"},{"$error":"#N/A"},{"$error":"#N/A"},{"$error":"#N/A"},{"$error":"#N/A"},{"$error":"#N/A"},{"$error":"#N/A"},{"$error":"#N/A"},{"$error":"#N/A"},{"$error":"#N/A"},{"$error":"#N/A"},{"$error":"#N/A"},{"$error":"#N/A"},{"$error":"#N/A"},{"$error":"#N/A"},{"$error":"#N/A"},{"$error":"#N/A"},{"$error":"#N/A"},{"$error":"#N/A"},{"$error":"#N/A"},{"$error":"#N/A"},{"$error":"#N/A"},{"$error":"#N/A"},{"$error":"#N/A"},{"$error":"#N/A"},{"$error":"#N/A"},{"$error":"#N/A"},{"$error":"#N/A"},{"$error":"#N/A"},false,{"$error":"#N/A"},{"$error":"#N/A"},{"$error":"#N/A"},{"$error":"#N/A"},{"$error":"#N/A"},{"$error":"#N/A"},{"$error":"#N/A"},{"$error":"#N/A"},{"$error":"#N/A"},{"$error":"#N/A"},{"$error":"#N/A"},{"$error":"#N/A"},{"$error":"#N/A"},{"$error":"#N/A"},{"$error":"#N/A"},{"$error":"#N/A"}]
[6,21,0,90.000002656260094,276.60000337130901,0,0,0,{"$error":"#N/A"},{"$error":"#N/A"},{"$error":"#N/A"},{"$error":"#N/A"},{"$error":"#N/A"},{"$error":"#N/A"},{"$error":"#N/A"},{"$error":"#N/A"},{"$error":"#N/A"},{"$error":"#N/A"},{"$error":"#N/A"},{"$error":"#N/A"},{"$error":"#N/A"},{"$error":"#N/A"},{"$error":"#N/A"},{"$error":"#N/A"},{"$error":"#N/A"},{"$error":"#N/A"},{"$error":"#N/A"},{"$error":"#N/A"},{"$error":"#N/A"},{"$error":"#N/A"},{"$error":"#N/A"},{"$error":"#N/A"},{"$error":"#N/A"},{"$error":"#N/A"},{"$error":"#N/A"},{"$error":"#N/A"},{"$error":"#N/A"},{"$error":"#N/A"},{"$error":"#N/A"},{"$error":"#N/A"},{"$error":"#N/A"},{"$error":"#N/A"},{"$error":"#N/A"},{"$error":"#N/A"},{"$error":"#N/A"},false,{"$error":"#N/A"},{"$error":"#N/A"},{"$error":"#N/A"},{"$error":"#N/A"},{"$error":"#N/A"},{"$error":"#N/A"},{"$error":"#N/A"},{"$error":"#N/A"},{"$error":"#N/A"},{"$error":"#N/A"},{"$error":"#N/A"},{"$error":"#N/A"},{"$error":"#N/A"},{"$error":"#N/A"},{"$error":"#N/A"},{"$error":"#N/A"}]
[6,22,0,90.000002656260094,289.50000498248602,0,0,0,{"$error":"#N/A"},{"$error":"#N/A"},{"$error":"#N/A"},{"$error":"#N/A"},{"$error":"#N/A"},{"$error":"#N/A"},{"$error":"#N/A"},{"$error":"#N/A"},{"$error":"#N/A"},{"$error":"#N/A"},{"$error":"#N/A"},{"$error":"#N/A"},{"$error":"#N/A"},{"$error":"#N/A"},{"$error":"#N/A"},{"$error":"#N/A"},{"$error":"#N/A"},{"$error":"#N/A"},{"$error":"#N/A"},{"$error":"#N/A"},{"$error":"#N/A"},{"$error":"#N/A"},{"$error":"#N/A"},{"$error":"#N/A"},{"$error":"#N/A"},{"$error":"#N/A"},{"$error":"#N/A"},{"$error":"#N/A"},{"$error":"#N/A"},{"$error":"#N/A"},{"$error":"#N/A"},{"$error":"#N/A"},{"$error":"#N/A"},{"$error":"#N/A"},{"$error":"#N/A"},{"$error":"#N/A"},{"$error":"#N/A"},false,{"$error":"#N/A"},{"$error":"#N/A"},{"$error":"#N/A"},{"$error":"#N/A"},{"$error":"#N/A"},{"$error":"#N/A"},{"$error":"#N/A"},{"$error":"#N/A"},{"$error":"#N/A"},{"$error":"#N/A"},{"$error":"#N/A"},{"$error":"#N/A"},{"$error":"#N/A"},{"$error":"#N/A"},{"$error":"#N/A"},{"$error":"#N/A"}]
[6,23,0,90.000002656260094,308.40000418033401,0,0,0,{"$error":"#N/A"},{"$error":"#N/A"},{"$error":"#N/A"},{"$error":"#N/A"},{"$error":"#N/A"},{"$error":"#N/A"},{"$error":"#N/A"},{"$error":"#N/A"},{"$error":"#N/A"},{"$error":"#N/A"},{"$error":"#N/A"},{"$error":"#N/A"},{"$error":"#N/A"},{"$error":"#N/A"},{"$error":"#N/A"},{"$error":"#N/A"},{"$error":"#N/A"},{"$error":"#N/A"},{"$error":"#N/A"},{"$error":"#N/A"},{"$error":"#N/A"},{"$error":"#N/A"},{"$error":"#N/A"},{"$error":"#N/A"},{"$error":"#N/A"},{"$error":"#N/A"},{"$error":"#N/A"},{"$error":"#N/A"},{"$error":"#N/A"},{"$error":"#N/A"},{"$error":"#N/A"},{"$error":"#N/A"},{"$error":"#N/A"},{"$error":"#N/A"},{"$error":"#N/A"},{"$error":"#N/A"},{"$error":"#N/A"},false,{"$error":"#N/A"},{"$error":"#N/A"},{"$error":"#N/A"},{"$error":"#N/A"},{"$error":"#N/A"},{"$error":"#N/A"},{"$error":"#N/A"},{"$error":"#N/A"},{"$error":"#N/A"},{"$error":"#N/A"},{"$error":"#N/A"},{"$error":"#N/A"},{"$error":"#N/A"},{"$error":"#N/A"},{"$error":"#N/A"},{"$error":"#N/A"}]
[7,0,0,90.000002656260094,339.400014377579,0,0,0,{"$error":"#N/A"},{"$error":"#N/A"},{"$error":"#N/A"},{"$error":"#N/A"},{"$error":"#N/A"},{"$error":"#N/A"},{"$error":"#N/A"},{"$error":"#N/A"},{"$error":"#N/A"},{"$error":"#N/A"},{"$error":"#N/A"},{"$error":"#N/A"},{"$error":"#N/A"},{"$error":"#N/A"},{"$error":"#N/A"},{"$error":"#N/A"},{"$error":"#N/A"},{"$error":"#N/A"},{"$error":"#N/A"},{"$error":"#N/A"},{"$error":"#N/A"},{"$error":"#N/A"},{"$error":"#N/A"},{"$error":"#N/A"},{"$error":"#N/A"},{"$error":"#N/A"},{"$error":"#N/A"},{"$error":"#N/A"},{"$error":"#N/A"},{"$error":"#N/A"},{"$error":"#N/A"},{"$error":"#N/A"},{"$error":"#N/A"},{"$error":"#N/A"},{"$error":"#N/A"},{"$error":"#N/A"},{"$error":"#N/A"},false,{"$error":"#N/A"},{"$error":"#N/A"},{"$error":"#N/A"},{"$error":"#N/A"},{"$error":"#N/A"},{"$error":"#N/A"},{"$error":"#N/A"},{"$error":"#N/A"},{"$error":"#N/A"},{"$error":"#N/A"},{"$error":"#N/A"},{"$error":"#N/A"},{"$error":"#N/A"},{"$error":"#N/A"},{"$error":"#N/A"},{"$error":"#N/A"}]
[7,1,0,90.000002656260094,20.600005961507499,0,0,0,{"$error":"#N/A"},{"$error":"#N/A"},{"$error":"#N/A"},{"$error":"#N/A"},{"$error":"#N/A"},{"$error":"#N/A"},{"$error":"#N/A"},{"$error":"#N/A"},{"$error":"#N/A"},{"$error":"#N/A"},{"$error":"#N/A"},{"$error":"#N/A"},{"$error":"#N/A"},{"$error":"#N/A"},{"$error":"#N/A"},{"$error":"#N/A"},{"$error":"#N/A"},{"$error":"#N/A"},{"$error":"#N/A"},{"$error":"#N/A"},{"$error":"#N/A"},{"$error":"#N/A"},{"$error":"#N/A"},{"$error":"#N/A"},{"$error":"#N/A"},{"$error":"#N/A"},{"$error":"#N/A"},{"$error":"#N/A"},{"$error":"#N/A"},{"$error":"#N/A"},{"$error":"#N/A"},{"$error":"#N/A"},{"$error":"#N/A"},{"$error":"#N/A"},{"$error":"#N/A"},{"$error":"#N/A"},{"$error":"#N/A"},false,{"$error":"#N/A"},{"$error":"#N/A"},{"$error":"#N/A"},{"$error":"#N/A"},{"$error":"#N/A"},{"$error":"#N/A"},{"$error":"#N/A"},{"$error":"#N/A"},{"$error":"#N/A"},{"$error":"#N/A"},{"$error":"#N/A"},{"$error":"#N/A"},{"$error":"#N/A"},{"$error":"#N/A"},{"$error":"#N/A"},{"$error":"#N/A"}]
[7,2,0,90.000002656260094,51.500000332698697,0,0,0,{"$error":"#N/A"},{"$error":"#N/A"},{"$error":"#N/A"},{"$error":"#N/A"},{"$error":"#N/A"},{"$error":"#N/A"},{"$error":"#N/A"},{"$error":"#N/A"},{"$error":"#N/A"},{"$error":"#N/A"},{"$error":"#N/A"},{"$error":"#N/A"},{"$error":"#N/A"},{"$error":"#N/A"},{"$error":"#N/A"},{"$error":"#N/A"},{"$error":"#N/A"},{"$error":"#N/A"},{"$error":"#N/A"},{"$error":"#N/A"},{"$error":"#N/A"},{"$error":"#N/A"},{"$error":"#N/A"},{"$error":"#N/A"},{"$error":"#N/A"},{"$error":"#N/A"},{"$error":"#N/A"},{"$error":"#N/A"},{"$error":"#N/A"},{"$error":"#N/A"},{"$error":"#N/A"},{"$error":"#N/A"},{"$error":"#N/A"},{"$error":"#N/A"},{"$error":"#N/A"},{"$error":"#N/A"},{"$error":"#N/A"},false,{"$error":"#N/A"},{"$error":"#N/A"},{"$error":"#N/A"},{"$error":"#N/A"},{"$error":"#N/A"},{"$error":"#N/A"},{"$error":"#N/A"},{"$error":"#N/A"},{"$error":"#N/A"},{"$error":"#N/A"},{"$error":"#N/A"},{"$error":"#N/A"},{"$error":"#N/A"},{"$error":"#N/A"},{"$error":"#N/A"},{"$error":"#N/A"}]
[7,3,0,90.000002656260094,69.999999367633706,0,0,0,{"$error":"#N/A"},{"$error":"#N/A"},{"$error":"#N/A"},{"$error":"#N/A"},{"$error":"#N/A"},{"$error":"#N/A"},{"$error":"#N/A"},{"$error":"#N/A"},{"$error":"#N/A"},{"$error":"#N/A"},{"$error":"#N/A"},{"$error":"#N/A"},{"$error":"#N/A"},{"$error":"#N/A"},{"$error":"#N/A"},{"$error":"#N/A"},{"$error":"#N/A"},{"$error":"#N/A"},{"$error":"#N/A"},{"$error":"#N/A"},{"$error":"#N/A"},{"$error":"#N/A"},{"$error":"#N/A"},{"$error":"#N/A"},{"$error":"#N/A"},{"$error":"#N/A"},{"$error":"#N/A"},{"$error":"#N/A"},{"$error":"#N/A"},{"$error":"#N/A"},{"$error":"#N/A"},{"$error":"#N/A"},{"$error":"#N/A"},{"$error":"#N/A"},{"$error":"#N/A"},{"$error":"#N/A"},{"$error":"#N/A"},false,{"$error":"#N/A"},{"$error":"#N/A"},{"$error":"#N/A"},{"$error":"#N/A"},{"$error":"#N/A"},{"$error":"#N/A"},{"$error":"#N/A"},{"$error":"#N/A"},{"$error":"#N/A"},{"$error":"#N/A"},{"$error":"#N/A"},{"$error":"#N/A"},{"$error":"#N/A"},{"$error":"#N/A"},{"$error":"#N/A"},{"$error":"#N/A"}]
[7,4,0,90.000002656260094,83.000002233794405,0,0,0,{"$error":"#N/A"},{"$error":"#N/A"},{"$error":"#N/A"},{"$error":"#N/A"},{"$error":"#N/A"},{"$error":"#N/A"},{"$error":"#N/A"},{"$error":"#N/A"},{"$error":"#N/A"},{"$error":"#N/A"},{"$error":"#N/A"},{"$error":"#N/A"},{"$error":"#N/A"},{"$error":"#N/A"},{"$error":"#N/A"},{"$error":"#N/A"},{"$error":"#N/A"},{"$error":"#N/A"},{"$error":"#N/A"},{"$error":"#N/A"},{"$error":"#N/A"},{"$error":"#N/A"},{"$error":"#N/A"},{"$error":"#N/A"},{"$error":"#N/A"},{"$error":"#N/A"},{"$error":"#N/A"},{"$error":"#N/A"},{"$error":"#N/A"},{"$error":"#N/A"},{"$error":"#N/A"},{"$error":"#N/A"},{"$error":"#N/A"},{"$error":"#N/A"},{"$error":"#N/A"},{"$error":"#N/A"},{"$error":"#N/A"},false,{"$error":"#N/A"},{"$error":"#N/A"},{"$error":"#N/A"},{"$error":"#N/A"},{"$error":"#N/A"},{"$error":"#N/A"},{"$error":"#N/A"},{"$error":"#N/A"},{"$error":"#N/A"},{"$error":"#N/A"},{"$error":"#N/A"},{"$error":"#N/A"},{"$error":"#N/A"},{"$error":"#N/A"},{"$error":"#N/A"},{"$error":"#N/A"}]
[7,5,0,90.000002656260094,93.500002867492995,0,0,0,{"$error":"#N/A"},{"$error":"#N/A"},{"$error":"#N/A"},{"$error":"#N/A"},{"$error":"#N/A"},{"$error":"#N/A"},{"$error":"#N/A"},{"$error":"#N/A"},{"$error":"#N/A"},{"$error":"#N/A"},{"$error":"#N/A"},{"$error":"#N/A"},{"$error":"#N/A"},{"$error":"#N/A"},{"$error":"#N/A"},{"$error":"#N/A"},{"$error":"#N/A"},{"$error":"#N/A"},{"$error":"#N/A"},{"$error":"#N/A"},{"$error":"#N/A"},{"$error":"#N/A"},{"$error":"#N/A"},{"$error":"#N/A"},{"$error":"#N/A"},{"$error":"#N/A"},{"$error":"#N/A"},{"$error":"#N/A"},{"$error":"#N/A"},{"$error":"#N/A"},{"$error":"#N/A"},{"$error":"#N/A"},{"$error":"#N/A"},{"$error":"#N/A"},{"$error":"#N/A"},{"$error":"#N/A"},{"$error":"#N/A"},false,{"$error":"#N/A"},{"$error":"#N/A"},{"$error":"#N/A"},{"$error":"#N/A"},{"$error":"#N/A"},{"$error":"#N/A"},{"$error":"#N/A"},{"$error":"#N/A"},{"$error":"#N/A"},{"$error":"#N/A"},{"$error":"#N/A"},{"$error":"#N/A"},{"$error":"#N/A"},{"$error":"#N/A"},{"$error":"#N/A"},{"$error":"#N/A"}]
[7,6,0,90.000002656260094,102.69999204342101,0,0,0,{"$error":"#N/A"},{"$error":"#N/A"},{"$error":"#N/A"},{"$error":"#N/A"},{"$error":"#N/A"},{"$error":"#N/A"},{"$error":"#N/A"},{"$error":"#N/A"},{"$error":"#N/A"},{"$error":"#N/A"},{"$error":"#N/A"},{"$error":"#N/A"},{"$error":"#N/A"},{"$error":"#N/A"},{"$error":"#N/A"},{"$error":"#N/A"},{"$error":"#N/A"},{"$error":"#N/A"},{"$error":"#N/A"},{"$error":"#N/A"},{"$error":"#N/A"},{"$error":"#N/A"},{"$error":"#N/A"},{"$error":"#N/A"},{"$error":"#N/A"},{"$error":"#N/A"},{"$error":"#N/A"},{"$error":"#N/A"},{"$error":"#N/A"},{"$error":"#N/A"},{"$error":"#N/A"},{"$error":"#N/A"},{"$error":"#N/A"},{"$error":"#N/A"},{"$error":"#N/A"},{"$error":"#N/A"},{"$error":"#N/A"},false,{"$error":"#N/A"},{"$error":"#N/A"},{"$error":"#N/A"},{"$error":"#N/A"},{"$error":"#N/A"},{"$error":"#N/A"},{"$error":"#N/A"},{"$error":"#N/A"},{"$error":"#N/A"},{"$error":"#N/A"},{"$error":"#N/A"},{"$error":"#N/A"},{"$error":"#N/A"},{"$error":"#N/A"},{"$error":"#N/A"},{"$error":"#N/A"}]
[7,7,0,90.000002656260094,111.800004249483,0,0,0,{"$error":"#N/A"},{"$error":"#N/A"},{"$error":"#N/A"},{"$error":"#N/A"},{"$error":"#N/A"},{"$error":"#N/A"},{"$error":"#N/A"},{"$error":"#N/A"},{"$error":"#N/A"},{"$error":"#N/A"},{"$error":"#N/A"},{"$error":"#N/A"},{"$error":"#N/A"},{"$error":"#N/A"},{"$error":"#N/A"},{"$error":"#N/A"},{"$error":"#N/A"},{"$error":"#N/A"},{"$error":"#N/A"},{"$error":"#N/A"},{"$error":"#N/A"},{"$error":"#N/A"},{"$error":"#N/A"},{"$error":"#N/A"},{"$error":"#N/A"},{"$error":"#N/A"},{"$error":"#N/A"},{"$error":"#N/A"},{"$error":"#N/A"},{"$error":"#N/A"},{"$error":"#N/A"},{"$error":"#N/A"},{"$error":"#N/A"},{"$error":"#N/A"},{"$error":"#N/A"},{"$error":"#N/A"},{"$error":"#N/A"},false,{"$error":"#N/A"},{"$error":"#N/A"},{"$error":"#N/A"},{"$error":"#N/A"},{"$error":"#N/A"},{"$error":"#N/A"},{"$error":"#N/A"},{"$error":"#N/A"},{"$error":"#N/A"},{"$error":"#N/A"},{"$error":"#N/A"},{"$error":"#N/A"},{"$error":"#N/A"},{"$error":"#N/A"},{"$error":"#N/A"},{"$error":"#N/A"}]
[7,8,0,89.500001238362998,121.60000095531601,4,4,0,1,{"$error":"#N/A"},{"$error":"#N/A"},{"$error":"#N/A"},{"$error":"#N/A"},{"$error":"#N/A"},{"$error":"#N/A"},{"$error":"#N/A"},{"$error":"#N/A"},{"$error":"#N/A"},{"$error":"#N/A"},{"$error":"#N/A"},{"$error":"#N/A"},{"$error":"#N/A"},{"$error":"#N/A"},{"$error":"#N/A"},{"$error":"#N/A"},{"$error":"#N/A"},{"$error":"#N/A"},{"$error":"#N/A"},{"$error":"#N/A"},{"$error":"#N/A"},{"$error":"#N/A"},{"$error":"#N/A"},{"$error":"#N/A"},{"$error":"#N/A"},{"$error":"#N/A"},{"$error":"#N/A"},{"$error":"#N/A"},{"$error":"#N/A"},{"$error":"#N/A"},{"$error":"#N/A"},{"$error":"#N/A"},{"$error":"#N/A"},{"$error":"#N/A"},{"$error":"#N/A"},{"$error":"#N/A"},false,{"$error":"#N/A"},{"$error":"#N/A"},{"$error":"#N/A"},{"$error":"#N/A"},{"$error":"#N/A"},{"$error":"#N/A"},{"$error":"#N/A"},{"$error":"#N/A"},{"$error":"#N/A"},{"$error":"#N/A"},{"$error":"#N/A"},{"$error":"#N/A"},{"$error":"#N/A"},{"$error":"#N/A"},{"$error":"#N/A"},{"$error":"#N/A"}]
[7,9,0,80.500000001332296,132.00000519105399,123,43,484.70870000000002,0.3495935,7.9020019531250201,1059.1621,1119.9425000000001,1110.6751999999999,8.5652000000000002E-3,2.4379999999999999E-4,7.9359985351562701,1028.0581999999999,1086.9458999999999,1078.7229,8.5701000000000006E-3,0,7.8810058593750201,1065.5654,1126.7843,1117.3181,8.5695000000000007E-3,2.8889999999999997E-4,7.9059997558593897,1051.7944,1112.1418000000001,1103.3805,8.5663000000000007E-3,1.8629998999999999E-4,7.9129882812500201,1057.4998000000001,1118.1482000000001,1108.6516999999999,8.5676999999999993E-3,2.288E-4,7.8760009765625201,1049.9789000000001,1110.32,1101.3025,8.5614999999999997E-3,1.7699999999999999E-4,true,0.82747998223124886,41.602316602316591,21.795364864864865,55.072472091920119,15.61093804084458,75.3,36.132075471698116,0.75652339274658997,2.5638088464739957,32.903225806454138,27.741935483873043,3.7355684484552398E-2,5.0177956706931592E-2,3.0254999181952997,3.0357168650252211,2.962048919143176]
[7,10,0,73.000003017992896,144.00000036439701,249,56,660.11869999999999,0.22489960000000001,15.8380065917968,2587.1923999999999,2665.7656000000002,2655.3438000000001,1.99691E-2,5.1170000000000002E-4,15.9240051269531,2519.2660000000001,2595.1257000000001,2585.5762,1.9961900000000001E-2,0,15.8200012207031,2594.5027,2673.4290000000001,2662.9841000000001,1.9976600000000001E-2,5.5999999999999995E-4,15.8449951171875,2567.8429999999998,2645.7750000000001,2636.3236999999999,1.9945899999999999E-2,3.8699999999999997E-4,15.8699890136718,2574.1215999999999,2652.0259999999998,2641.2514999999999,1.9948400000000002E-2,4.3219999999999999E-4,15.82900390625,2564.4349999999999,2642.4059999999999,2632.8919999999998,1.9928299E-2,3.7829999999999998E-4,true,0.39094960187047489,53.710575139146542,21.614100185528756,44.702842377260986,8.6249999999999822,75.3,40.025014657025601,0.36797832182079193,0.91942582067920031,44.029152778467193,28.756280782049494,0.15391634370973684,3.7543926393879268E-2,2.6962774077846414,2.7220222897102873,2.6983385753628197]
[7,11,0,67.500001992195095,157.69999258735299,355,61,768.25903000000005,0.17183097999999999,17.428002929687501,2567.8380999999999,2632.3566999999998,2616.3609999999999,1.94783E-2,8.5459999999999996E-4,17.566003417968702,2455.0187999999998,2515.6660000000002,2503.1610000000001,1.94713E-2,0,17.395989990234298,2579.3164000000002,2644.3962000000001,2629.3310000000001,1.9482099999999999E-2,9.3840000000000004E-4,17.445001220703102,2547.7501999999999,2611.6504,2597.2456000000002,1.94561E-2,7.2340000000000002E-4,17.458001708984298,2559.9277000000002,2624.0041999999999,2608.0646999999999,1.9475800000000001E-2,7.9659999999999996E-4,17.251000976562501,2525.9634000000001,2590.9540000000002,2578.3298,1.9403301000000001E-2,6.0959999999999996E-4,true,0.60765700940149725,37.582887700534762,26.085561497326204,29.720763063312148,8.930093776641101,75.3,23.792300491457993,0.49708506614153503,2.6307608999654648,30.868977503137597,27.282721140981124,0.13363418156773221,1.9505084154158858E-2,4.5954556437612659,4.6385609218393711,4.522282026605553]
[7,12,0,64.599999596819998,172.59999987011801,399,71,764.68430000000001,0.17794487,17.330987548828102,2229.5254,2286.4553000000001,2269.902,1.65189E-2,1.2317000000000001E-3,17.516992187500001,2068.9821999999999,2120.6287000000002,2106.2244000000001,1.6525000000000001E-2,0,17.279992675781202,2248.2143999999998,2306.0021999999999,2288.6107999999999,1.6526599999999999E-2,1.3665000000000001E-3,17.333001708984298,2215.3672000000001,2271.9294,2256.8319999999999,1.65205E-2,1.122E-3,17.368005371093702,2234.9470000000001,2291.7415000000001,2275.7175000000002,1.65323E-2,1.2595E-3,17.045007324218702,2180.7231000000002,2238.4870000000001,2223.08,1.6508799000000001E-2,8.6879999999999998E-4,true,0.72397216774804363,32.738674174558483,26.480675710263629,21.791443850267388,9.8646176362971119,75.3,14.411463830478199,0.67924667811956652,0.64455977608122572,27.574571294838023,24.978937066507822,3.6923821918222188E-2,4.6591555431840792E-2,7.7595254323599345,7.8196904531189197,7.771137776202762]
[7,13,0,64.599999596819998,187.399991326828,402,69,776.34105999999997,0.17164180000000001,18.344995117187501,2249.6318000000001,2299.5077999999999,2281.4746,1.6664600000000002E-2,1.2394999999999999E-3,18.532006835937501,2088.8310000000001,2133.9155000000001,2119.6743000000001,1.6676400000000001E-2,0,18.308007812500001,2268.4142999999999,2318.9778000000001,2299.8928000000001,1.6673199999999999E-2,1.3741999999999999E-3,18.346002197265602,2235.8667,2285.4342999999999,2268.9949999999999,1.66701E-2,1.1287000000000001E-3,18.360986328125001,2254.4319999999998,2304.2952,2288.9128000000001,1.6673899999999998E-2,1.2666999999999999E-3,18.063989257812501,2199.5102999999999,2250.3308000000002,2232.9778000000001,1.6646999999999999E-2,8.7429999999999995E-4,true,0.78421999699239342,32.739551478083584,26.483180428134556,21.750686630636995,9.8020666569640476,75.3,14.444614764017752,0.6673741298565915,1.687793537544261,29.739776951673115,28.587360594796181,1.8596169189133427E-2,5.1579780725941049E-2,7.69812397460589,7.7600214254031989,7.6332623365768919]
[7,14,0,67.500001992195095,202.29999860959299,353,61,763.03279999999995,0.17280453000000001,19.148004150390602,2551.7925,2601.44,2586.1338000000001,1.9359100000000001E-2,8.5099999999999998E-4,19.290002441406202,2439.6601999999998,2486,2472.9340000000002,1.9354E-2,0,19.120996093750001,2565.163,2615.2817,2600.5207999999998,1.93808E-2,9.3179999999999999E-4,19.155999755859298,2531.125,2580.2925,2566.5261,1.9333400000000001E-2,7.1880000000000002E-4,19.166986083984298,2544.6635999999999,2593.9917,2581.0405000000001,1.9362500000000001E-2,7.9339999999999999E-4,18.978997802734298,2510.8166999999999,2561.0657000000001,2548.2811999999999,1.9289799999999999E-2,6.0780000000000003E-4,true,0.58837413125038407,37.456896551724142,25.980603448275865,29.632721202003331,8.6713887100236082,75.3,23.748648648648651,0.52558326629122298,1.4911981902598608,32.517193947730178,25.997248968363152,0.24517156837389198,0.11196648229174766,4.5962261465756677,4.6436041834271951,4.5775503915591713]
[7,15,0,73.000003017992896,216.00001026064299,258,51,708.00300000000004,0.19767441999999999,19.320001220703102,2725.9414000000002,2777.2910000000002,2766.3398000000002,2.1028000000000002E-2,5.13E-4,19.425012207031202,2657.7310000000002,2706.9104000000002,2695.7103999999999,2.1019599999999999E-2,0,19.309991455078102,2733.9690000000001,2785.5662000000002,2774.2123999999999,2.10387E-2,5.6389999999999999E-4,19.340997314453102,2705.9369999999999,2756.7202000000002,2746.7878000000001,2.10067E-2,3.815E-4,19.355981445312501,2710.8074000000001,2761.547,2750.9032999999999,2.1005200000000002E-2,4.2020000000000002E-4,19.313989257812501,2701.567,2752.5137,2742.4097000000002,2.0981E-2,3.7350000000000003E-4,true,0.39431229928732603,60.770877944325477,21.713062098501069,47.811271297509819,9.0264231246674935,75.3,41.990253411306043,0.41375584504017093,-0.8164394133762809,43.842975206609935,30.619834710742932,0.1523323511070318,5.085865571541337E-2,2.5664899871356406,2.6000343417351366,2.6200663097935246]
[7,16,0,80.500000001332296,228.00000543398599,135,47,533.17957000000001,0.34814813999999999,12.5289855957031,1180.6042,1230.1472000000001,1218.9882,9.4759000000000006E-3,2.6429999999999997E-4,12.5639892578125,1145.6567,1193.6104,1184.7035000000001,9.4725004999999998E-3,0,12.5100036621093,1186.9143999999999,1236.7940000000001,1226.7324000000001,9.4759000000000006E-3,3.1290000000000002E-4,12.5299926757812,1171.8520000000001,1221.0238999999999,1211.6748,9.4725999999999994E-3,2.008E-4,12.5280090332031,1177.5329999999999,1226.9453000000001,1217.2544,9.4718000000000007E-3,2.4509999999999999E-4,12.5140014648437,1169.7451000000001,1218.8918000000001,1208.5426,9.4672000000000003E-3,1.8989998999999999E-4,true,0.90712721209300018,42.282606470542305,21.974639135029143,55.826693227091639,15.532118887823598,75.3,36.852818766553163,0.74621501287186764,5.9300681152238948,38.91304347825988,31.739130434779657,3.483732027111941E-2,0,3.0504338690639168,3.061032310040201,2.893947726161012]
[7,17,0,89.500001238362998,238.399999955677,4,4,0,1,{"$error":"#N/A"},{"$error":"#N/A"},{"$error":"#N/A"},{"$error":"#N/A"},{"$error":"#N/A"},{"$error":"#N/A"},{"$error":"#N/A"},{"$error":"#N/A"},{"$error":"#N/A"},{"$error":"#N/A"},{"$error":"#N/A"},{"$error":"#N/A"},{"$error":"#N/A"},{"$error":"#N/A"},{"$error":"#N/A"},{"$error":"#N/A"},{"$error":"#N/A"},{"$error":"#N/A"},{"$error":"#N/A"},{"$error":"#N/A"},{"$error":"#N/A"},{"$error":"#N/A"},{"$error":"#N/A"},{"$error":"#N/A"},{"$error":"#N/A"},{"$error":"#N/A"},{"$error":"#N/A"},{"$error":"#N/A"},{"$error":"#N/A"},{"$error":"#N/A"},{"$error":"#N/A"},{"$error":"#N/A"},{"$error":"#N/A"},{"$error":"#N/A"},{"$error":"#N/A"},{"$error":"#N/A"},false,{"$error":"#N/A"},{"$error":"#N/A"},{"$error":"#N/A"},{"$error":"#N/A"},{"$error":"#N/A"},{"$error":"#N/A"},{"$error":"#N/A"},{"$error":"#N/A"},{"$error":"#N/A"},{"$error":"#N/A"},{"$error":"#N/A"},{"$error":"#N/A"},{"$error":"#N/A"},{"$error":"#N/A"},{"$error":"#N/A"},{"$error":"#N/A"}]
[7,18,0,90.000002656260094,248.19999666151,0,0,0,{"$error":"#N/A"},{"$error":"#N/A"},{"$error":"#N/A"},{"$error":"#N/A"},{"$error":"#N/A"},{"$error":"#N/A"},{"$error":"#N/A"},{"$error":"#N/A"},{"$error":"#N/A"},{"$error":"#N/A"},{"$error":"#N/A"},{"$error":"#N/A"},{"$error":"#N/A"},{"$error":"#N/A"},{"$error":"#N/A"},{"$error":"#N/A"},{"$error":"#N/A"},{"$error":"#N/A"},{"$error":"#N/A"},{"$error":"#N/A"},{"$error":"#N/A"},{"$error":"#N/A"},{"$error":"#N/A"},{"$error":"#N/A"},{"$error":"#N/A"},{"$error":"#N/A"},{"$error":"#N/A"},{"$error":"#N/A"},{"$error":"#N/A"},{"$error":"#N/A"},{"$error":"#N/A"},{"$error":"#N/A"},{"$error":"#N/A"},{"$error":"#N/A"},{"$error":"#N/A"},{"$error":"#N/A"},{"$error":"#N/A"},false,{"$error":"#N/A"},{"$error":"#N/A"},{"$error":"#N/A"},{"$error":"#N/A"},{"$error":"#N/A"},{"$error":"#N/A"},{"$error":"#N/A"},{"$error":"#N/A"},{"$error":"#N/A"},{"$error":"#N/A"},{"$error":"#N/A"},{"$error":"#N/A"},{"$error":"#N/A"},{"$error":"#N/A"},{"$error":"#N/A"},{"$error":"#N/A"}]
[7,19,0,90.000002656260094,257.299979725431,0,0,0,{"$error":"#N/A"},{"$error":"#N/A"},{"$error":"#N/A"},{"$error":"#N/A"},{"$error":"#N/A"},{"$error":"#N/A"},{"$error":"#N/A"},{"$error":"#N/A"},{"$error":"#N/A"},{"$error":"#N/A"},{"$error":"#N/A"},{"$error":"#N/A"},{"$error":"#N/A"},{"$error":"#N/A"},{"$error":"#N/A"},{"$error":"#N/A"},{"$error":"#N/A"},{"$error":"#N/A"},{"$error":"#N/A"},{"$error":"#N/A"},{"$error":"#N/A"},{"$error":"#N/A"},{"$error":"#N/A"},{"$error":"#N/A"},{"$error":"#N/A"},{"$error":"#N/A"},{"$error":"#N/A"},{"$error":"#N/A"},{"$error":"#N/A"},{"$error":"#N/A"},{"$error":"#N/A"},{"$error":"#N/A"},{"$error":"#N/A"},{"$error":"#N/A"},{"$error":"#N/A"},{"$error":"#N/A"},{"$error":"#N/A"},false,{"$error":"#N/A"},{"$error":"#N/A"},{"$error":"#N/A"},{"$error":"#N/A"},{"$error":"#N/A"},{"$error":"#N/A"},{"$error":"#N/A"},{"$error":"#N/A"},{"$error":"#N/A"},{"$error":"#N/A"},{"$error":"#N/A"},{"$error":"#N/A"},{"$error":"#N/A"},{"$error":"#N/A"},{"$error":"#N/A"},{"$error":"#N/A"}]
[7,20,0,90.000002656260094,266.4999980435,0,0,0,{"$error":"#N/A"},{"$error":"#N/A"},{"$error":"#N/A"},{"$error":"#N/A"},{"$error":"#N/A"},{"$error":"#N/A"},{"$error":"#N/A"},{"$error":"#N/A"},{"$error":"#N/A"},{"$error":"#N/A"},{"$error":"#N/A"},{"$error":"#N/A"},{"$error":"#N/A"},{"$error":"#N/A"},{"$error":"#N/A"},{"$error":"#N/A"},{"$error":"#N/A"},{"$error":"#N/A"},{"$error":"#N/A"},{"$error":"#N/A"},{"$error":"#N/A"},{"$error":"#N/A"},{"$error":"#N/A"},{"$error":"#N/A"},{"$error":"#N/A"},{"$error":"#N/A"},{"$error":"#N/A"},{"$error":"#N/A"},{"$error":"#N/A"},{"$error":"#N/A"},{"$error":"#N/A"},{"$error":"#N/A"},{"$error":"#N/A"},{"$error":"#N/A"},{"$error":"#N/A"},{"$error":"#N/A"},{"$error":"#N/A"},false,{"$error":"#N/A"},{"$error":"#N/A"},{"$error":"#N/A"},{"$error":"#N/A"},{"$error":"#N/A"},{"$error":"#N/A"},{"$error":"#N/A"},{"$error":"#N/A"},{"$error":"#N/A"},{"$error":"#N/A"},{"$error":"#N/A"},{"$error":"#N/A"},{"$error":"#N/A"},{"$error":"#N/A"},{"$error":"#N/A"},{"$error":"#N/A"}]
[7,21,0,90.000002656260094,276.99998896315202,0,0,0,{"$error":"#N/A"},{"$error":"#N/A"},{"$error":"#N/A"},{"$error":"#N/A"},{"$error":"#N/A"},{"$error":"#N/A"},{"$error":"#N/A"},{"$error":"#N/A"},{"$error":"#N/A"},{"$error":"#N/A"},{"$error":"#N/A"},{"$error":"#N/A"},{"$error":"#N/A"},{"$error":"#N/A"},{"$error":"#N/A"},{"$error":"#N/A"},{"$error":"#N/A"},{"$error":"#N/A"},{"$error":"#N/A"},{"$error":"#N/A"},{"$error":"#N/A"},{"$error":"#N/A"},{"$error":"#N/A"},{"$error":"#N/A"},{"$error":"#N/A"},{"$error":"#N/A"},{"$error":"#N/A"},{"$error":"#N/A"},{"$error":"#N/A"},{"$error":"#N/A"},{"$error":"#N/A"},{"$error":"#N/A"},{"$error":"#N/A"},{"$error":"#N/A"},{"$error":"#N/A"},{"$error":"#N/A"},{"$error":"#N/A"},false,{"$error":"#N/A"},{"$error":"#N/A"},{"$error":"#N/A"},{"$error":"#N/A"},{"$error":"#N/A"},{"$error":"#N/A"},{"$error":"#N/A"},{"$error":"#N/A"},{"$error":"#N/A"},{"$error":"#N/A"},{"$error":"#N/A"},{"$error":"#N/A"},{"$error":"#N/A"},{"$error":"#N/A"},{"$error":"#N/A"},{"$error":"#N/A"}]
[7,22,0,90.000002656260094,290.00000640038297,0,0,0,{"$error":"#N/A"},{"$error":"#N/A"},{"$error":"#N/A"},{"$error":"#N/A"},{"$error":"#N/A"},{"$error":"#N/A"},{"$error":"#N/A"},{"$error":"#N/A"},{"$error":"#N/A"},{"$error":"#N/A"},{"$error":"#N/A"},{"$error":"#N/A"},{"$error":"#N/A"},{"$error":"#N/A"},{"$error":"#N/A"},{"$error":"#N/A"},{"$error":"#N/A"},{"$error":"#N/A"},{"$error":"#N/A"},{"$error":"#N/A"},{"$error":"#N/A"},{"$error":"#N/A"},{"$error":"#N/A"},{"$error":"#N/A"},{"$error":"#N/A"},{"$error":"#N/A"},{"$error":"#N/A"},{"$error":"#N/A"},{"$error":"#N/A"},{"$error":"#N/A"},{"$error":"#N/A"},{"$error":"#N/A"},{"$error":"#N/A"},{"$error":"#N/A"},{"$error":"#N/A"},{"$error":"#N/A"},{"$error":"#N/A"},false,{"$error":"#N/A"},{"$error":"#N/A"},{"$error":"#N/A"},{"$error":"#N/A"},{"$error":"#N/A"},{"$error":"#N/A"},{"$error":"#N/A"},{"$error":"#N/A"},{"$error":"#N/A"},{"$error":"#N/A"},{"$error":"#N/A"},{"$error":"#N/A"},{"$error":"#N/A"},{"$error":"#N/A"},{"$error":"#N/A"},{"$error":"#N/A"}]
[7,23,0,90.000002656260094,308.50000057829499,0,0,0,{"$error":"#N/A"},{"$error":"#N/A"},{"$error":"#N/A"},{"$error":"#N/A"},{"$error":"#N/A"},{"$error":"#N/A"},{"$error":"#N/A"},{"$error":"#N/A"},{"$error":"#N/A"},{"$error":"#N/A"},{"$error":"#N/A"},{"$error":"#N/A"},{"$error":"#N/A"},{"$error":"#N/A"},{"$error":"#N/A"},{"$error":"#N/A"},{"$error":"#N/A"},{"$error":"#N/A"},{"$error":"#N/A"},{"$error":"#N/A"},{"$error":"#N/A"},{"$error":"#N/A"},{"$error":"#N/A"},{"$error":"#N/A"},{"$error":"#N/A"},{"$error":"#N/A"},{"$error":"#N/A"},{"$error":"#N/A"},{"$error":"#N/A"},{"$error":"#N/A"},{"$error":"#N/A"},{"$error":"#N/A"},{"$error":"#N/A"},{"$error":"#N/A"},{"$error":"#N/A"},{"$error":"#N/A"},{"$error":"#N/A"},false,{"$error":"#N/A"},{"$error":"#N/A"},{"$error":"#N/A"},{"$error":"#N/A"},{"$error":"#N/A"},{"$error":"#N/A"},{"$error":"#N/A"},{"$error":"#N/A"},{"$error":"#N/A"},{"$error":"#N/A"},{"$error":"#N/A"},{"$error":"#N/A"},{"$error":"#N/A"},{"$error":"#N/A"},{"$error":"#N/A"},{"$error":"#N/A"}]
[8,0,0,90.000002656260094,339.400014377579,0,0,0,{"$error":"#N/A"},{"$error":"#N/A"},{"$error":"#N/A"},{"$error":"#N/A"},{"$error":"#N/A"},{"$error":"#N/A"},{"$error":"#N/A"},{"$error":"#N/A"},{"$error":"#N/A"},{"$error":"#N/A"},{"$error":"#N/A"},{"$error":"#N/A"},{"$error":"#N/A"},{"$error":"#N/A"},{"$error":"#N/A"},{"$error":"#N/A"},{"$error":"#N/A"},{"$error":"#N/A"},{"$error":"#N/A"},{"$error":"#N/A"},{"$error":"#N/A"},{"$error":"#N/A"},{"$error":"#N/A"},{"$error":"#N/A"},{"$error":"#N/A"},{"$error":"#N/A"},{"$error":"#N/A"},{"$error":"#N/A"},{"$error":"#N/A"},{"$error":"#N/A"},{"$error":"#N/A"},{"$error":"#N/A"},{"$error":"#N/A"},{"$error":"#N/A"},{"$error":"#N/A"},{"$error":"#N/A"},{"$error":"#N/A"},false,{"$error":"#N/A"},{"$error":"#N/A"},{"$error":"#N/A"},{"$error":"#N/A"},{"$error":"#N/A"},{"$error":"#N/A"},{"$error":"#N/A"},{"$error":"#N/A"},{"$error":"#N/A"},{"$error":"#N/A"},{"$error":"#N/A"},{"$error":"#N/A"},{"$error":"#N/A"},{"$error":"#N/A"},{"$error":"#N/A"},{"$error":"#N/A"}]
[8,1,0,90.000002656260094,20.4999998495,0,0,0,{"$error":"#N/A"},{"$error":"#N/A"},{"$error":"#N/A"},{"$error":"#N/A"},{"$error":"#N/A"},{"$error":"#N/A"},{"$error":"#N/A"},{"$error":"#N/A"},{"$error":"#N/A"},{"$error":"#N/A"},{"$error":"#N/A"},{"$error":"#N/A"},{"$error":"#N/A"},{"$error":"#N/A"},{"$error":"#N/A"},{"$error":"#N/A"},{"$error":"#N/A"},{"$error":"#N/A"},{"$error":"#N/A"},{"$error":"#N/A"},{"$error":"#N/A"},{"$error":"#N/A"},{"$error":"#N/A"},{"$error":"#N/A"},{"$error":"#N/A"},{"$error":"#N/A"},{"$error":"#N/A"},{"$error":"#N/A"},{"$error":"#N/A"},{"$error":"#N/A"},{"$error":"#N/A"},{"$error":"#N/A"},{"$error":"#N/A"},{"$error":"#N/A"},{"$error":"#N/A"},{"$error":"#N/A"},{"$error":"#N/A"},false,{"$error":"#N/A"},{"$error":"#N/A"},{"$error":"#N/A"},{"$error":"#N/A"},{"$error":"#N/A"},{"$error":"#N/A"},{"$error":"#N/A"},{"$error":"#N/A"},{"$error":"#N/A"},{"$error":"#N/A"},{"$error":"#N/A"},{"$error":"#N/A"},{"$error":"#N/A"},{"$error":"#N/A"},{"$error":"#N/A"},{"$error":"#N/A"}]
[8,2,0,90.000002656260094,51.000003771825,0,0,0,{"$error":"#N/A"},{"$error":"#N/A"},{"$error":"#N/A"},{"$error":"#N/A"},{"$error":"#N/A"},{"$error":"#N/A"},{"$error":"#N/A"},{"$error":"#N/A"},{"$error":"#N/A"},{"$error":"#N/A"},{"$error":"#N/A"},{"$error":"#N/A"},{"$error":"#N/A"},{"$error":"#N/A"},{"$error":"#N/A"},{"$error":"#N/A"},{"$error":"#N/A"},{"$error":"#N/A"},{"$error":"#N/A"},{"$error":"#N/A"},{"$error":"#N/A"},{"$error":"#N/A"},{"$error":"#N/A"},{"$error":"#N/A"},{"$error":"#N/A"},{"$error":"#N/A"},{"$error":"#N/A"},{"$error":"#N/A"},{"$error":"#N/A"},{"$error":"#N/A"},{"$error":"#N/A"},{"$error":"#N/A"},{"$error":"#N/A"},{"$error":"#N/A"},{"$error":"#N/A"},{"$error":"#N/A"},{"$error":"#N/A"},false,{"$error":"#N/A"},{"$error":"#N/A"},{"$error":"#N/A"},{"$error":"#N/A"},{"$error":"#N/A"},{"$error":"#N/A"},{"$error":"#N/A"},{"$error":"#N/A"},{"$error":"#N/A"},{"$error":"#N/A"},{"$error":"#N/A"},{"$error":"#N/A"},{"$error":"#N/A"},{"$error":"#N/A"},{"$error":"#N/A"},{"$error":"#N/A"}]
[8,3,0,90.000002656260094,69.899998112649598,0,0,0,{"$error":"#N/A"},{"$error":"#N/A"},{"$error":"#N/A"},{"$error":"#N/A"},{"$error":"#N/A"},{"$error":"#N/A"},{"$error":"#N/A"},{"$error":"#N/A"},{"$error":"#N/A"},{"$error":"#N/A"},{"$error":"#N/A"},{"$error":"#N/A"},{"$error":"#N/A"},{"$error":"#N/A"},{"$error":"#N/A"},{"$error":"#N/A"},{"$error":"#N/A"},{"$error":"#N/A"},{"$error":"#N/A"},{"$error":"#N/A"},{"$error":"#N/A"},{"$error":"#N/A"},{"$error":"#N/A"},{"$error":"#N/A"},{"$error":"#N/A"},{"$error":"#N/A"},{"$error":"#N/A"},{"$error":"#N/A"},{"$error":"#N/A"},{"$error":"#N/A"},{"$error":"#N/A"},{"$error":"#N/A"},{"$error":"#N/A"},{"$error":"#N/A"},{"$error":"#N/A"},{"$error":"#N/A"},{"$error":"#N/A"},false,{"$error":"#N/A"},{"$error":"#N/A"},{"$error":"#N/A"},{"$error":"#N/A"},{"$error":"#N/A"},{"$error":"#N/A"},{"$error":"#N/A"},{"$error":"#N/A"},{"$error":"#N/A"},{"$error":"#N/A"},{"$error":"#N/A"},{"$error":"#N/A"},{"$error":"#N/A"},{"$error":"#N/A"},{"$error":"#N/A"},{"$error":"#N/A"}]
[8,4,0,90.000002656260094,82.899996121786899,0,0,0,{"$error":"#N/A"},{"$error":"#N/A"},{"$error":"#N/A"},{"$error":"#N/A"},{"$error":"#N/A"},{"$error":"#N/A"},{"$error":"#N/A"},{"$error":"#N/A"},{"$error":"#N/A"},{"$error":"#N/A"},{"$error":"#N/A"},{"$error":"#N/A"},{"$error":"#N/A"},{"$error":"#N/A"},{"$error":"#N/A"},{"$error":"#N/A"},{"$error":"#N/A"},{"$error":"#N/A"},{"$error":"#N/A"},{"$error":"#N/A"},{"$error":"#N/A"},{"$error":"#N/A"},{"$error":"#N/A"},{"$error":"#N/A"},{"$error":"#N/A"},{"$error":"#N/A"},{"$error":"#N/A"},{"$error":"#N/A"},{"$error":"#N/A"},{"$error":"#N/A"},{"$error":"#N/A"},{"$error":"#N/A"},{"$error":"#N/A"},{"$error":"#N/A"},{"$error":"#N/A"},{"$error":"#N/A"},{"$error":"#N/A"},false,{"$error":"#N/A"},{"$error":"#N/A"},{"$error":"#N/A"},{"$error":"#N/A"},{"$error":"#N/A"},{"$error":"#N/A"},{"$error":"#N/A"},{"$error":"#N/A"},{"$error":"#N/A"},{"$error":"#N/A"},{"$error":"#N/A"},{"$error":"#N/A"},{"$error":"#N/A"},{"$error":"#N/A"},{"$error":"#N/A"},{"$error":"#N/A"}]
[8,5,0,90.000002656260094,93.500002867492995,0,0,0,{"$error":"#N/A"},{"$error":"#N/A"},{"$error":"#N/A"},{"$error":"#N/A"},{"$error":"#N/A"},{"$error":"#N/A"},{"$error":"#N/A"},{"$error":"#N/A"},{"$error":"#N/A"},{"$error":"#N/A"},{"$error":"#N/A"},{"$error":"#N/A"},{"$error":"#N/A"},{"$error":"#N/A"},{"$error":"#N/A"},{"$error":"#N/A"},{"$error":"#N/A"},{"$error":"#N/A"},{"$error":"#N/A"},{"$error":"#N/A"},{"$error":"#N/A"},{"$error":"#N/A"},{"$error":"#N/A"},{"$error":"#N/A"},{"$error":"#N/A"},{"$error":"#N/A"},{"$error":"#N/A"},{"$error":"#N/A"},{"$error":"#N/A"},{"$error":"#N/A"},{"$error":"#N/A"},{"$error":"#N/A"},{"$error":"#N/A"},{"$error":"#N/A"},{"$error":"#N/A"},{"$error":"#N/A"},{"$error":"#N/A"},false,{"$error":"#N/A"},{"$error":"#N/A"},{"$error":"#N/A"},{"$error":"#N/A"},{"$error":"#N/A"},{"$error":"#N/A"},{"$error":"#N/A"},{"$error":"#N/A"},{"$error":"#N/A"},{"$error":"#N/A"},{"$error":"#N/A"},{"$error":"#N/A"},{"$error":"#N/A"},{"$error":"#N/A"},{"$error":"#N/A"},{"$error":"#N/A"}]
[8,6,0,90.000002656260094,102.69999204342101,0,0,0,{"$error":"#N/A"},{"$error":"#N/A"},{"$error":"#N/A"},{"$error":"#N/A"},{"$error":"#N/A"},{"$error":"#N/A"},{"$error":"#N/A"},{"$error":"#N/A"},{"$error":"#N/A"},{"$error":"#N/A"},{"$error":"#N/A"},{"$error":"#N/A"},{"$error":"#N/A"},{"$error":"#N/A"},{"$error":"#N/A"},{"$error":"#N/A"},{"$error":"#N/A"},{"$error":"#N/A"},{"$error":"#N/A"},{"$error":"#N/A"},{"$error":"#N/A"},{"$error":"#N/A"},{"$error":"#N/A"},{"$error":"#N/A"},{"$error":"#N/A"},{"$error":"#N/A"},{"$error":"#N/A"},{"$error":"#N/A"},{"$error":"#N/A"},{"$error":"#N/A"},{"$error":"#N/A"},{"$error":"#N/A"},{"$error":"#N/A"},{"$error":"#N/A"},{"$error":"#N/A"},{"$error":"#N/A"},{"$error":"#N/A"},false,{"$error":"#N/A"},{"$error":"#N/A"},{"$error":"#N/A"},{"$error":"#N/A"},{"$error":"#N/A"},{"$error":"#N/A"},{"$error":"#N/A"},{"$error":"#N/A"},{"$error":"#N/A"},{"$error":"#N/A"},{"$error":"#N/A"},{"$error":"#N/A"},{"$error":"#N/A"},{"$error":"#N/A"},{"$error":"#N/A"},{"$error":"#N/A"}]
[8,7,0,90.000002656260094,111.800004249483,0,0,0,{"$error":"#N/A"},{"$error":"#N/A"},{"$error":"#N/A"},{"$error":"#N/A"},{"$error":"#N/A"},{"$error":"#N/A"},{"$error":"#N/A"},{"$error":"#N/A"},{"$error":"#N/A"},{"$error":"#N/A"},{"$error":"#N/A"},{"$error":"#N/A"},{"$error":"#N/A"},{"$error":"#N/A"},{"$error":"#N/A"},{"$error":"#N/A"},{"$error":"#N/A"},{"$error":"#N/A"},{"$error":"#N/A"},{"$error":"#N/A"},{"$error":"#N/A"},{"$error":"#N/A"},{"$error":"#N/A"},{"$error":"#N/A"},{"$error":"#N/A"},{"$error":"#N/A"},{"$error":"#N/A"},{"$error":"#N/A"},{"$error":"#N/A"},{"$error":"#N/A"},{"$error":"#N/A"},{"$error":"#N/A"},{"$error":"#N/A"},{"$error":"#N/A"},{"$error":"#N/A"},{"$error":"#N/A"},{"$error":"#N/A"},false,{"$error":"#N/A"},{"$error":"#N/A"},{"$error":"#N/A"},{"$error":"#N/A"},{"$error":"#N/A"},{"$error":"#N/A"},{"$error":"#N/A"},{"$error":"#N/A"},{"$error":"#N/A"},{"$error":"#N/A"},{"$error":"#N/A"},{"$error":"#N/A"},{"$error":"#N/A"},{"$error":"#N/A"},{"$error":"#N/A"},{"$error":"#N/A"}]
[8,8,0,89.400004840402303,121.60000095531601,4,4,0,1,{"$error":"#N/A"},{"$error":"#N/A"},{"$error":"#N/A"},{"$error":"#N/A"},{"$error":"#N/A"},{"$error":"#N/A"},{"$error":"#N/A"},{"$error":"#N/A"},{"$error":"#N/A"},{"$error":"#N/A"},{"$error":"#N/A"},{"$error":"#N/A"},{"$error":"#N/A"},{"$error":"#N/A"},{"$error":"#N/A"},{"$error":"#N/A"},{"$error":"#N/A"},{"$error":"#N/A"},{"$error":"#N/A"},{"$error":"#N/A"},{"$error":"#N/A"},{"$error":"#N/A"},{"$error":"#N/A"},{"$error":"#N/A"},{"$error":"#N/A"},{"$error":"#N/A"},{"$error":"#N/A"},{"$error":"#N/A"},{"$error":"#N/A"},{"$error":"#N/A"},{"$error":"#N/A"},{"$error":"#N/A"},{"$error":"#N/A"},{"$error":"#N/A"},{"$error":"#N/A"},{"$error":"#N/A"},false,{"$error":"#N/A"},{"$error":"#N/A"},{"$error":"#N/A"},{"$error":"#N/A"},{"$error":"#N/A"},{"$error":"#N/A"},{"$error":"#N/A"},{"$error":"#N/A"},{"$error":"#N/A"},{"$error":"#N/A"},{"$error":"#N/A"},{"$error":"#N/A"},{"$error":"#N/A"},{"$error":"#N/A"},{"$error":"#N/A"},{"$error":"#N/A"}]
[8,9,0,80.399998746348203,131.89999907904601,141,34,641.60706000000005,0.24113475000000001,7.1719909667968897,1304.2614000000001,1382.0868,1368.8150000000001,1.0418200000000001E-2,2.6850000000000002E-4,7.2050109863281397,1269.9436000000001,1345.6047000000001,1334.0209,1.0424299999999999E-2,0,7.1410156250000201,1311.9844000000001,1390.3914,1377.0853999999999,1.0422900000000001E-2,3.2279998000000001E-4,7.1729980468750201,1294.7147,1371.9684,1359.5210999999999,1.0419899999999999E-2,1.9369999999999999E-4,7.1889892578125201,1298.2922000000001,1375.6985,1362.097,1.0420799999999999E-2,2.2020000000000001E-4,7.1589904785156397,1291.6505,1368.7843,1355.8995,1.04142E-2,1.76E-4,true,0.96027253859887696,53.212665158371017,24.004524886877824,66.649447599380494,16.821556184730866,75.3,39.801489757914339,0.86086203474171197,3.9566861511000564,33.181818181820809,28.636363636363637,2.8791063253974514E-2,4.5093016339026182E-2,2.7023089844304922,2.7112048583064507,2.608212510013904]
[8,10,0,72.900001763008802,143.89999425239,286,49,806.01199999999994,0.17132868000000001,16.696008300781202,3078.1190999999999,3162.4883,3149.5972000000002,2.3681899999999999E-2,5.5559999999999995E-4,16.786004638671798,3004.63,3086.1453000000001,3074.2849999999999,2.3674299999999999E-2,0,16.675012207031202,3086.3422999999998,3171.1313,3158.2795000000001,2.3691199999999999E-2,6.0950000000000002E-4,16.704003906250001,3054.9983000000002,3138.6484,3126.9423999999999,2.3657500000000001E-2,4.0279999999999998E-4,16.736993408203102,3058.9245999999998,3142.3539999999998,3128.9058,2.36536E-2,4.3649999999999998E-4,16.702996826171798,3049.8719999999998,3133.4027999999998,3121.6457999999998,2.3633999999999999E-2,3.8690000000000003E-4,true,0.40762522346722435,64.879032258064541,23.205645161290317,51.315789473684227,8.8433141919606388,75.3,43.624010079193667,0.38430789373398194,1.017195427302849,49.183673469385582,31.989795918367758,0.14244954031490398,3.9255082055789092E-2,2.4458618864885118,2.4737331712800379,2.4497468517069922]
[8,11,0,67.400000737211002,157.69999258735299,398,57,887.33839999999998,0.14321607,17.873010253906202,2918.3022000000001,2987.105,2968.625,2.2064299999999998E-2,9.4850000000000002E-4,18.019006347656202,2793.3993999999998,2857.9863,2843.4922000000001,2.2056900000000001E-2,0,17.835992431640602,2931.1948000000002,3000.6365000000001,2983.1685000000002,2.2068999999999998E-2,1.0426000000000001E-3,17.889001464843702,2895.26,2963.3735000000001,2946.6543000000001,2.2041399E-2,7.9509999999999997E-4,17.908013916015602,2905.7267999999999,2973.9011,2955.4569999999999,2.2057500000000001E-2,8.5910000000000001E-4,17.691003417968702,2868.4836,2937.8598999999999,2923.1401000000001,2.1977200999999998E-2,6.5439999999999997E-4,true,0.61865920347627612,38.964338055691258,26.873473375671715,31.12815997987677,9.0255131402263604,75.3,24.262308908803373,0.50714378861787712,2.7056214433878378,31.43214734928172,27.994869176452941,0.12522344883825198,2.1296841723683624E-2,4.4713548660460196,4.5178208167058038,4.4006732285040151]
[8,12,0,64.499998341835905,172.59999987011801,457,59,924.48239999999998,0.12910284,18.381982421875001,2586.4836,2643.3240000000001,2622.9739,1.9033899999999999E-2,1.4411999999999999E-3,18.584008789062501,2398.7258000000002,2449.9448000000002,2432.5702999999999,1.90419E-2,0,18.322991943359298,2608.6457999999998,2666.4477999999999,2644.9733999999999,1.9043399999999999E-2,1.6008999999999999E-3,18.382012939453102,2569.6529999999998,2626.1190999999999,2607.4712,1.90367E-2,1.3098000000000001E-3,18.428002929687501,2586.8445000000002,2643.2905000000001,2623.5266000000001,1.9049E-2,1.4290999E-3,18.080987548828102,2525.1039999999998,2583.1239999999998,2564.2220000000002,1.90216E-2,9.8489999999999992E-4,true,0.76986778767945629,33.867630316891109,27.314274496684941,22.224767140021374,9.9756387032294391,75.3,14.206980294199278,0.70917924354868533,0.8622009505495063,27.956204379561544,25.510948905109615,3.5195175634417097E-2,4.9886049760017315E-2,7.827397362382972,7.8932064102015618,7.827259915160524]
[8,13,0,64.499998341835905,187.399991326828,460,61,926.80524000000003,0.1326087,19.116998291015602,2603.4958000000001,2654.3809999999999,2632.4232999999999,1.91588E-2,1.4463E-3,19.308007812500001,2415.8283999999999,2461.5866999999998,2444.4839999999999,1.91722E-2,0,19.076013183593702,2625.5083,2677.1558,2653.9940999999999,1.91688E-2,1.6046999999999999E-3,19.115991210937501,2587.1133,2637.6813999999999,2617.6745999999998,1.9165499999999999E-2,1.3144000000000001E-3,19.136010742187501,2603.5742,2654.2755999999999,2635.5165999999999,1.91688E-2,1.4369999999999999E-3,18.836999511718702,2541.0922999999998,2593.1338000000001,2572.0493000000001,1.9137701E-2,9.9090000000000007E-4,true,0.82722487841797898,33.759246805648957,27.25173727863708,22.086122945830788,9.8710039259674698,75.3,14.246767613911361,0.69478357191318563,1.8868605162565981,30,28.93887263256013,1.7218439383270834E-2,5.216810650640058E-2,7.7682421483247843,7.8321149525222911,7.688301498393936]
[8,14,0,67.400000737211002,202.29999860959299,402,60,889.94055000000003,0.14925373,19.678002929687501,2945.7163,2997.636,2979.549,2.2267200000000001E-2,9.5569999999999997E-4,19.817987060546798,2820.1570000000002,2868.6086,2853.2334000000001,2.2261600999999999E-2,0,19.652001953125001,2960.8742999999999,3013.2935000000002,2995.8483999999999,2.2292099999999999E-2,1.0468999999999999E-3,19.688012695312501,2921.7617,2973.1675,2956.9492,2.2239600000000002E-2,7.9969999999999998E-4,19.701013183593702,2934.7168000000001,2986.2021,2970.9004,2.2268199999999998E-2,8.7029999999999996E-4,19.520989990234298,2897.011,2949.5698000000002,2934.4160000000002,2.2186399999999998E-2,6.6350000000000003E-4,true,0.60337545986237118,38.539651837524183,26.586073500967117,30.911591846942589,8.711433756805798,75.3,24.299361724390501,0.53598110247595121,1.6376398683154676,32.921760391198085,26.503667481662994,0.23606539685965267,0.11169876323898764,4.4522095755661786,4.4979088468186257,4.4271036501955958]
[8,15,0,72.900001763008802,216.10000665860301,293,54,812.81380000000001,0.18430035,20.573999023437501,3142.7512000000002,3188.7379999999998,3176.1437999999998,2.4165499999999999E-2,5.6809999999999999E-4,20.679010009765602,3067.5093000000002,3111.3728000000001,3098.3506000000002,2.41561E-2,0,20.563012695312501,3151.7927,3198.0286000000001,3184.9050000000002,2.4178099000000002E-2,6.246E-4,20.593011474609298,3119.7507000000001,3165.1902,3153.6758,2.4142700999999999E-2,4.1419999999999998E-4,20.613000488281202,3123.8112999999998,3169.1242999999999,3156.8618000000001,2.41379E-2,4.5019999999999999E-4,20.575006103515602,3114.1509999999998,3159.7159999999999,3147.9535999999998,2.4111400000000002E-2,4.0250000000000003E-4,true,0.39495875797886193,66.561844863731665,22.45283018867924,50.796716562047315,9.0457893051553047,75.3,43.537405386375639,0.41853550947028539,-1.0264705873759399,45.169433962265309,31.81169811320715,0.14661988316884145,5.2109142244816109E-2,2.4528662390689404,2.4865294187825944,2.510793968894276]
[8,16,0,80.399998746348203,228.100001831946,148,39,653.59973000000002,0.26351350000000001,13.475,1365.4632999999999,1418.3380999999999,1404.3422,1.08732E-2,2.8150000000000001E-4,13.5079895019531,1328.1086,1379.4132999999999,1368.4204999999999,1.0869200000000001E-2,0,13.4510131835937,1372.6887999999999,1425.9373000000001,1413.357,1.0873000000000001E-2,3.3720000000000001E-4,13.475,1354.8967,1407.3602000000001,1395.5094999999999,1.08696E-2,2.0450000000000001E-4,13.4770141601562,1358.6420000000001,1411.2435,1398.9685999999999,1.08676E-2,2.351E-4,13.4720092773437,1351.7,1404.0492999999999,1390.7769000000001,1.0862699999999999E-2,1.8679999999999999E-4,true,0.98678164254347345,51.138716356107651,23.664596273291931,64.88997555012223,16.51838671411625,75.3,39.625932504440492,0.7969185160096679,7.5235034371106231,41.020408163266239,34.08163265306144,3.1279899904324004E-2,-1.8394187436765463E-3,2.8126239074123807,2.8218373710040354,2.6250483678080019]
[8,17,0,89.400004840402303,238.399999955677,4,4,0,1,{"$error":"#N/A"},{"$error":"#N/A"},{"$error":"#N/A"},{"$error":"#N/A"},{"$error":"#N/A"},{"$error":"#N/A"},{"$error":"#N/A"},{"$error":"#N/A"},{"$error":"#N/A"},{"$error":"#N/A"},{"$error":"#N/A"},{"$error":"#N/A"},{"$error":"#N/A"},{"$error":"#N/A"},{"$error":"#N/A"},{"$error":"#N/A"},{"$error":"#N/A"},{"$error":"#N/A"},{"$error":"#N/A"},{"$error":"#N/A"},{"$error":"#N/A"},{"$error":"#N/A"},{"$error":"#N/A"},{"$error":"#N/A"},{"$error":"#N/A"},{"$error":"#N/A"},{"$error":"#N/A"},{"$error":"#N/A"},{"$error":"#N/A"},{"$error":"#N/A"},{"$error":"#N/A"},{"$error":"#N/A"},{"$error":"#N/A"},{"$error":"#N/A"},{"$error":"#N/A"},{"$error":"#N/A"},false,{"$error":"#N/A"},{"$error":"#N/A"},{"$error":"#N/A"},{"$error":"#N/A"},{"$error":"#N/A"},{"$error":"#N/A"},{"$error":"#N/A"},{"$error":"#N/A"},{"$error":"#N/A"},{"$error":"#N/A"},{"$error":"#N/A"},{"$error":"#N/A"},{"$error":"#N/A"},{"$error":"#N/A"},{"$error":"#N/A"},{"$error":"#N/A"}]
[8,18,0,90.000002656260094,248.19999666151,0,0,0,{"$error":"#N/A"},{"$error":"#N/A"},{"$error":"#N/A"},{"$error":"#N/A"},{"$error":"#N/A"},{"$error":"#N/A"},{"$error":"#N/A"},{"$error":"#N/A"},{"$error":"#N/A"},{"$error":"#N/A"},{"$error":"#N/A"},{"$error":"#N/A"},{"$error":"#N/A"},{"$error":"#N/A"},{"$error":"#N/A"},{"$error":"#N/A"},{"$error":"#N/A"},{"$error":"#N/A"},{"$error":"#N/A"},{"$error":"#N/A"},{"$error":"#N/A"},{"$error":"#N/A"},{"$error":"#N/A"},{"$error":"#N/A"},{"$error":"#N/A"},{"$error":"#N/A"},{"$error":"#N/A"},{"$error":"#N/A"},{"$error":"#N/A"},{"$error":"#N/A"},{"$error":"#N/A"},{"$error":"#N/A"},{"$error":"#N/A"},{"$error":"#N/A"},{"$error":"#N/A"},{"$error":"#N/A"},{"$error":"#N/A"},false,{"$error":"#N/A"},{"$error":"#N/A"},{"$error":"#N/A"},{"$error":"#N/A"},{"$error":"#N/A"},{"$error":"#N/A"},{"$error":"#N/A"},{"$error":"#N/A"},{"$error":"#N/A"},{"$error":"#N/A"},{"$error":"#N/A"},{"$error":"#N/A"},{"$error":"#N/A"},{"$error":"#N/A"},{"$error":"#N/A"},{"$error":"#N/A"}]
[8,19,0,90.000002656260094,257.299979725431,0,0,0,{"$error":"#N/A"},{"$error":"#N/A"},{"$error":"#N/A"},{"$error":"#N/A"},{"$error":"#N/A"},{"$error":"#N/A"},{"$error":"#N/A"},{"$error":"#N/A"},{"$error":"#N/A"},{"$error":"#N/A"},{"$error":"#N/A"},{"$error":"#N/A"},{"$error":"#N/A"},{"$error":"#N/A"},{"$error":"#N/A"},{"$error":"#N/A"},{"$error":"#N/A"},{"$error":"#N/A"},{"$error":"#N/A"},{"$error":"#N/A"},{"$error":"#N/A"},{"$error":"#N/A"},{"$error":"#N/A"},{"$error":"#N/A"},{"$error":"#N/A"},{"$error":"#N/A"},{"$error":"#N/A"},{"$error":"#N/A"},{"$error":"#N/A"},{"$error":"#N/A"},{"$error":"#N/A"},{"$error":"#N/A"},{"$error":"#N/A"},{"$error":"#N/A"},{"$error":"#N/A"},{"$error":"#N/A"},{"$error":"#N/A"},false,{"$error":"#N/A"},{"$error":"#N/A"},{"$error":"#N/A"},{"$error":"#N/A"},{"$error":"#N/A"},{"$error":"#N/A"},{"$error":"#N/A"},{"$error":"#N/A"},{"$error":"#N/A"},{"$error":"#N/A"},{"$error":"#N/A"},{"$error":"#N/A"},{"$error":"#N/A"},{"$error":"#N/A"},{"$error":"#N/A"},{"$error":"#N/A"}]
[8,20,0,90.000002656260094,266.4999980435,0,0,0,{"$error":"#N/A"},{"$error":"#N/A"},{"$error":"#N/A"},{"$error":"#N/A"},{"$error":"#N/A"},{"$error":"#N/A"},{"$error":"#N/A"},{"$error":"#N/A"},{"$error":"#N/A"},{"$error":"#N/A"},{"$error":"#N/A"},{"$error":"#N/A"},{"$error":"#N/A"},{"$error":"#N/A"},{"$error":"#N/A"},{"$error":"#N/A"},{"$error":"#N/A"},{"$error":"#N/A"},{"$error":"#N/A"},{"$error":"#N/A"},{"$error":"#N/A"},{"$error":"#N/A"},{"$error":"#N/A"},{"$error":"#N/A"},{"$error":"#N/A"},{"$error":"#N/A"},{"$error":"#N/A"},{"$error":"#N/A"},{"$error":"#N/A"},{"$error":"#N/A"},{"$error":"#N/A"},{"$error":"#N/A"},{"$error":"#N/A"},{"$error":"#N/A"},{"$error":"#N/A"},{"$error":"#N/A"},{"$error":"#N/A"},false,{"$error":"#N/A"},{"$error":"#N/A"},{"$error":"#N/A"},{"$error":"#N/A"},{"$error":"#N/A"},{"$error":"#N/A"},{"$error":"#N/A"},{"$error":"#N/A"},{"$error":"#N/A"},{"$error":"#N/A"},{"$error":"#N/A"},{"$error":"#N/A"},{"$error":"#N/A"},{"$error":"#N/A"},{"$error":"#N/A"},{"$error":"#N/A"}]
[8,21,0,90.000002656260094,277.10000478920603,0,0,0,{"$error":"#N/A"},{"$error":"#N/A"},{"$error":"#N/A"},{"$error":"#N/A"},{"$error":"#N/A"},{"$error":"#N/A"},{"$error":"#N/A"},{"$error":"#N/A"},{"$error":"#N/A"},{"$error":"#N/A"},{"$error":"#N/A"},{"$error":"#N/A"},{"$error":"#N/A"},{"$error":"#N/A"},{"$error":"#N/A"},{"$error":"#N/A"},{"$error":"#N/A"},{"$error":"#N/A"},{"$error":"#N/A"},{"$error":"#N/A"},{"$error":"#N/A"},{"$error":"#N/A"},{"$error":"#N/A"},{"$error":"#N/A"},{"$error":"#N/A"},{"$error":"#N/A"},{"$error":"#N/A"},{"$error":"#N/A"},{"$error":"#N/A"},{"$error":"#N/A"},{"$error":"#N/A"},{"$error":"#N/A"},{"$error":"#N/A"},{"$error":"#N/A"},{"$error":"#N/A"},{"$error":"#N/A"},{"$error":"#N/A"},false,{"$error":"#N/A"},{"$error":"#N/A"},{"$error":"#N/A"},{"$error":"#N/A"},{"$error":"#N/A"},{"$error":"#N/A"},{"$error":"#N/A"},{"$error":"#N/A"},{"$error":"#N/A"},{"$error":"#N/A"},{"$error":"#N/A"},{"$error":"#N/A"},{"$error":"#N/A"},{"$error":"#N/A"},{"$error":"#N/A"},{"$error":"#N/A"}]
[8,22,0,90.000002656260094,290.10002222643698,0,0,0,{"$error":"#N/A"},{"$error":"#N/A"},{"$error":"#N/A"},{"$error":"#N/A"},{"$error":"#N/A"},{"$error":"#N/A"},{"$error":"#N/A"},{"$error":"#N/A"},{"$error":"#N/A"},{"$error":"#N/A"},{"$error":"#N/A"},{"$error":"#N/A"},{"$error":"#N/A"},{"$error":"#N/A"},{"$error":"#N/A"},{"$error":"#N/A"},{"$error":"#N/A"},{"$error":"#N/A"},{"$error":"#N/A"},{"$error":"#N/A"},{"$error":"#N/A"},{"$error":"#N/A"},{"$error":"#N/A"},{"$error":"#N/A"},{"$error":"#N/A"},{"$error":"#N/A"},{"$error":"#N/A"},{"$error":"#N/A"},{"$error":"#N/A"},{"$error":"#N/A"},{"$error":"#N/A"},{"$error":"#N/A"},{"$error":"#N/A"},{"$error":"#N/A"},{"$error":"#N/A"},{"$error":"#N/A"},{"$error":"#N/A"},false,{"$error":"#N/A"},{"$error":"#N/A"},{"$error":"#N/A"},{"$error":"#N/A"},{"$error":"#N/A"},{"$error":"#N/A"},{"$error":"#N/A"},{"$error":"#N/A"},{"$error":"#N/A"},{"$error":"#N/A"},{"$error":"#N/A"},{"$error":"#N/A"},{"$error":"#N/A"},{"$error":"#N/A"},{"$error":"#N/A"},{"$error":"#N/A"}]
[8,23,0,90.000002656260094,309.000001996192,0,0,0,{"$error":"#N/A"},{"$error":"#N/A"},{"$error":"#N/A"},{"$error":"#N/A"},{"$error":"#N/A"},{"$error":"#N/A"},{"$error":"#N/A"},{"$error":"#N/A"},{"$error":"#N/A"},{"$error":"#N/A"},{"$error":"#N/A"},{"$error":"#N/A"},{"$error":"#N/A"},{"$error":"#N/A"},{"$error":"#N/A"},{"$error":"#N/A"},{"$error":"#N/A"},{"$error":"#N/A"},{"$error":"#N/A"},{"$error":"#N/A"},{"$error":"#N/A"},{"$error":"#N/A"},{"$error":"#N/A"},{"$error":"#N/A"},{"$error":"#N/A"},{"$error":"#N/A"},{"$error":"#N/A"},{"$error":"#N/A"},{"$error":"#N/A"},{"$error":"#N/A"},{"$error":"#N/A"},{"$error":"#N/A"},{"$error":"#N/A"},{"$error":"#N/A"},{"$error":"#N/A"},{"$error":"#N/A"},{"$error":"#N/A"},false,{"$error":"#N/A"},{"$error":"#N/A"},{"$error":"#N/A"},{"$error":"#N/A"},{"$error":"#N/A"},{"$error":"#N/A"},{"$error":"#N/A"},{"$error":"#N/A"},{"$error":"#N/A"},{"$error":"#N/A"},{"$error":"#N/A"},{"$error":"#N/A"},{"$error":"#N/A"},{"$error":"#N/A"},{"$error":"#N/A"},{"$error":"#N/A"}]
[9,0,0,90.000002656260094,339.49999134744598,0,0,0,{"$error":"#N/A"},{"$error":"#N/A"},{"$error":"#N/A"},{"$error":"#N/A"},{"$error":"#N/A"},{"$error":"#N/A"},{"$error":"#N/A"},{"$error":"#N/A"},{"$error":"#N/A"},{"$error":"#N/A"},{"$error":"#N/A"},{"$error":"#N/A"},{"$error":"#N/A"},{"$error":"#N/A"},{"$error":"#N/A"},{"$error":"#N/A"},{"$error":"#N/A"},{"$error":"#N/A"},{"$error":"#N/A"},{"$error":"#N/A"},{"$error":"#N/A"},{"$error":"#N/A"},{"$error":"#N/A"},{"$error":"#N/A"},{"$error":"#N/A"},{"$error":"#N/A"},{"$error":"#N/A"},{"$error":"#N/A"},{"$error":"#N/A"},{"$error":"#N/A"},{"$error":"#N/A"},{"$error":"#N/A"},{"$error":"#N/A"},{"$error":"#N/A"},{"$error":"#N/A"},{"$error":"#N/A"},{"$error":"#N/A"},false,{"$error":"#N/A"},{"$error":"#N/A"},{"$error":"#N/A"},{"$error":"#N/A"},{"$error":"#N/A"},{"$error":"#N/A"},{"$error":"#N/A"},{"$error":"#N/A"},{"$error":"#N/A"},{"$error":"#N/A"},{"$error":"#N/A"},{"$error":"#N/A"},{"$error":"#N/A"},{"$error":"#N/A"},{"$error":"#N/A"},{"$error":"#N/A"}]
[9,1,0,90.000002656260094,20.399993737492501,0,0,0,{"$error":"#N/A"},{"$error":"#N/A"},{"$error":"#N/A"},{"$error":"#N/A"},{"$error":"#N/A"},{"$error":"#N/A"},{"$error":"#N/A"},{"$error":"#N/A"},{"$error":"#N/A"},{"$error":"#N/A"},{"$error":"#N/A"},{"$error":"#N/A"},{"$error":"#N/A"},{"$error":"#N/A"},{"$error":"#N/A"},{"$error":"#N/A"},{"$error":"#N/A"},{"$error":"#N/A"},{"$error":"#N/A"},{"$error":"#N/A"},{"$error":"#N/A"},{"$error":"#N/A"},{"$error":"#N/A"},{"$error":"#N/A"},{"$error":"#N/A"},{"$error":"#N/A"},{"$error":"#N/A"},{"$error":"#N/A"},{"$error":"#N/A"},{"$error":"#N/A"},{"$error":"#N/A"},{"$error":"#N/A"},{"$error":"#N/A"},{"$error":"#N/A"},{"$error":"#N/A"},{"$error":"#N/A"},{"$error":"#N/A"},false,{"$error":"#N/A"},{"$error":"#N/A"},{"$error":"#N/A"},{"$error":"#N/A"},{"$error":"#N/A"},{"$error":"#N/A"},{"$error":"#N/A"},{"$error":"#N/A"},{"$error":"#N/A"},{"$error":"#N/A"},{"$error":"#N/A"},{"$error":"#N/A"},{"$error":"#N/A"},{"$error":"#N/A"},{"$error":"#N/A"},{"$error":"#N/A"}]
[9,2,0,90.000002656260094,50.899992802794003,0,0,0,{"$error":"#N/A"},{"$error":"#N/A"},{"$error":"#N/A"},{"$error":"#N/A"},{"$error":"#N/A"},{"$error":"#N/A"},{"$error":"#N/A"},{"$error":"#N/A"},{"$error":"#N/A"},{"$error":"#N/A"},{"$error":"#N/A"},{"$error":"#N/A"},{"$error":"#N/A"},{"$error":"#N/A"},{"$error":"#N/A"},{"$error":"#N/A"},{"$error":"#N/A"},{"$error":"#N/A"},{"$error":"#N/A"},{"$error":"#N/A"},{"$error":"#N/A"},{"$error":"#N/A"},{"$error":"#N/A"},{"$error":"#N/A"},{"$error":"#N/A"},{"$error":"#N/A"},{"$error":"#N/A"},{"$error":"#N/A"},{"$error":"#N/A"},{"$error":"#N/A"},{"$error":"#N/A"},{"$error":"#N/A"},{"$error":"#N/A"},{"$error":"#N/A"},{"$error":"#N/A"},{"$error":"#N/A"},{"$error":"#N/A"},{"$f":"IF(ISNUMBER(O199),IF(O199>0,TRUE,FALSE),FALSE)","v":false},{"$f":" 100 * IF(AT199,(L199-M199)/L199,NA())","v":{"$error":"#N/A"}},{"$f":" 100 * IF(AT199, $AS$4 + (AA199 - AS199) * ($AM$4 - $AS$4) /(AM199 - AS199),NA())","v":{"$error":"#N/A"}},{"$f":" 100 * (IF(AT199, $AS$4 + (AG199 - AS199) * ($AM$4 - $AS$4) /(AM199 - AS199),NA()) )","v":{"$error":"#N/A"}},{"$f":" 100 * (IF(AT199,AA199/AG199-1,NA()))","v":{"$error":"#N/A"}},{"$f":" 100 * (IF(AT199,1-O199/AA199,NA()))","v":{"$error":"#N/A"}},{"$f":"IF(AT199,$AZ$5,NA())","v":{"$error":"#N/A"}},{"$error":"#N/A"},{"$f":" 100 * IF(AT199,(R199-S199)/R199,NA())","v":{"$error":"#N/A"}},{"$f":"(AU199-BB199)*BA199","v":{"$error":"#N/A"}},{"$f":" 100 * (IF(AT199, $AS$4 + (Z199 - AR199) * ($AM$4 - $AS$4) /(AL199 - AR199),NA()))","v":{"$error":"#N/A"}},{"$f":" 100 * (IF(AT199, $AS$4 + (AF199 - AR199) * ($AM$4 - $AS$4) /(AL199 - AR199),NA()))","v":{"$error":"#N/A"}},{"$f":" 100 * (IF(AT199,Z199/AF199-1,NA()))","v":{"$error":"#N/A"}},{"$f":" 100 * (IF(AT199,1-N199/Z199,NA()))","v":{"$error":"#N/A"}},{"$f":"100 * IF(AT199,(K199-Q199)/Q199,NA())","v":{"$error":"#N/A"}},{"$error":"#N/A"},{"$error":"#N/A"}]
[9,3,0,90.000002656260094,69.800006571712302,0,0,0,{"$error":"#N/A"},{"$error":"#N/A"},{"$error":"#N/A"},{"$error":"#N/A"},{"$error":"#N/A"},{"$error":"#N/A"},{"$error":"#N/A"},{"$error":"#N/A"},{"$error":"#N/A"},{"$error":"#N/A"},{"$error":"#N/A"},{"$error":"#N/A"},{"$error":"#N/A"},{"$error":"#N/A"},{"$error":"#N/A"},{"$error":"#N/A"},{"$error":"#N/A"},{"$error":"#N/A"},{"$error":"#N/A"},{"$error":"#N/A"},{"$error":"#N/A"},{"$error":"#N/A"},{"$error":"#N/A"},{"$error":"#N/A"},{"$error":"#N/A"},{"$error":"#N/A"},{"$error":"#N/A"},{"$error":"#N/A"},{"$error":"#N/A"},{"$error":"#N/A"},{"$error":"#N/A"},{"$error":"#N/A"},{"$error":"#N/A"},{"$error":"#N/A"},{"$error":"#N/A"},{"$error":"#N/A"},{"$error":"#N/A"},false,{"$error":"#N/A"},{"$error":"#N/A"},{"$error":"#N/A"},{"$error":"#N/A"},{"$error":"#N/A"},{"$error":"#N/A"},{"$f":" IF($AZ$2, 1, AZ200/100) * (1 + N200/O200)","v":{"$error":"#N/A"}},{"$error":"#N/A"},{"$error":"#N/A"},{"$error":"#N/A"},{"$error":"#N/A"},{"$error":"#N/A"},{"$error":"#N/A"},{"$error":"#N/A"},{"$error":"#N/A"},{"$error":"#N/A"}]
[9,4,0,90.000002656260094,82.800009437873001,0,0,0,{"$error":"#N/A"},{"$error":"#N/A"},{"$error":"#N/A"},{"$error":"#N/A"},{"$error":"#N/A"},{"$error":"#N/A"},{"$error":"#N/A"},{"$error":"#N/A"},{"$error":"#N/A"},{"$error":"#N/A"},{"$error":"#N/A"},{"$error":"#N/A"},{"$error":"#N/A"},{"$error":"#N/A"},{"$error":"#N/A"},{"$error":"#N/A"},{"$error":"#N/A"},{"$error":"#N/A"},{"$error":"#N/A"},{"$error":"#N/A"},{"$error":"#N/A"},{"$error":"#N/A"},{"$error":"#N/A"},{"$error":"#N/A"},{"$error":"#N/A"},{"$error":"#N/A"},{"$error":"#N/A"},{"$error":"#N/A"},{"$error":"#N/A"},{"$error":"#N/A"},{"$error":"#N/A"},{"$error":"#N/A"},{"$error":"#N/A"},{"$error":"#N/A"},{"$error":"#N/A"},{"$error":"#N/A"},{"$error":"#N/A"},false,{"$error":"#N/A"},{"$error":"#N/A"},{"$error":"#N/A"},{"$error":"#N/A"},{"$error":"#N/A"},{"$error":"#N/A"},{"$error":"#N/A"},{"$error":"#N/A"},{"$error":"#N/A"},{"$error":"#N/A"},{"$error":"#N/A"},{"$error":"#N/A"},{"$error":"#N/A"},{"$error":"#N/A"},{"$error":"#N/A"},{"$error":"#N/A"}]
[9,5,0,90.000002656260094,93.000001449595899,0,0,0,{"$error":"#N/A"},{"$error":"#N/A"},{"$error":"#N/A"},{"$error":"#N/A"},{"$error":"#N/A"},{"$error":"#N/A"},{"$error":"#N/A"},{"$error":"#N/A"},{"$error":"#N/A"},{"$error":"#N/A"},{"$error":"#N/A"},{"$error":"#N/A"},{"$error":"#N/A"},{"$error":"#N/A"},{"$error":"#N/A"},{"$error":"#N/A"},{"$error":"#N/A"},{"$error":"#N/A"},{"$error":"#N/A"},{"$error":"#N/A"},{"$error":"#N/A"},{"$error":"#N/A"},{"$error":"#N/A"},{"$error":"#N/A"},{"$error":"#N/A"},{"$error":"#N/A"},{"$error":"#N/A"},{"$error":"#N/A"},{"$error":"#N/A"},{"$error":"#N/A"},{"$error":"#N/A"},{"$error":"#N/A"},{"$error":"#N/A"},{"$error":"#N/A"},{"$error":"#N/A"},{"$error":"#N/A"},{"$error":"#N/A"},false,{"$error":"#N/A"},{"$error":"#N/A"},{"$error":"#N/A"},{"$error":"#N/A"},{"$error":"#N/A"},{"$error":"#N/A"},{"$error":"#N/A"},{"$error":"#N/A"},{"$error":"#N/A"},{"$error":"#N/A"},{"$error":"#N/A"},{"$error":"#N/A"},{"$error":"#N/A"},{"$error":"#N/A"},{"$error":"#N/A"},{"$error":"#N/A"}]
[9,6,0,90.000002656260094,102.60000535950699,0,0,0,{"$error":"#N/A"},{"$error":"#N/A"},{"$error":"#N/A"},{"$error":"#N/A"},{"$error":"#N/A"},{"$error":"#N/A"},{"$error":"#N/A"},{"$error":"#N/A"},{"$error":"#N/A"},{"$error":"#N/A"},{"$error":"#N/A"},{"$error":"#N/A"},{"$error":"#N/A"},{"$error":"#N/A"},{"$error":"#N/A"},{"$error":"#N/A"},{"$error":"#N/A"},{"$error":"#N/A"},{"$error":"#N/A"},{"$error":"#N/A"},{"$error":"#N/A"},{"$error":"#N/A"},{"$error":"#N/A"},{"$error":"#N/A"},{"$error":"#N/A"},{"$error":"#N/A"},{"$error":"#N/A"},{"$error":"#N/A"},{"$error":"#N/A"},{"$error":"#N/A"},{"$error":"#N/A"},{"$error":"#N/A"},{"$error":"#N/A"},{"$error":"#N/A"},{"$error":"#N/A"},{"$error":"#N/A"},{"$error":"#N/A"},false,{"$error":"#N/A"},{"$error":"#N/A"},{"$error":"#N/A"},{"$error":"#N/A"},{"$error":"#N/A"},{"$error":"#N/A"},{"$error":"#N/A"},{"$error":"#N/A"},{"$error":"#N/A"},{"$error":"#N/A"},{"$error":"#N/A"},{"$error":"#N/A"},{"$error":"#N/A"},{"$error":"#N/A"},{"$error":"#N/A"},{"$error":"#N/A"}]
[9,7,0,90.000002656260094,111.69999813747501,0,0,0,{"$error":"#N/A"},{"$error":"#N/A"},{"$error":"#N/A"},{"$error":"#N/A"},{"$error":"#N/A"},{"$error":"#N/A"},{"$error":"#N/A"},{"$error":"#N/A"},{"$error":"#N/A"},{"$error":"#N/A"},{"$error":"#N/A"},{"$error":"#N/A"},{"$error":"#N/A"},{"$error":"#N/A"},{"$error":"#N/A"},{"$error":"#N/A"},{"$error":"#N/A"},{"$error":"#N/A"},{"$error":"#N/A"},{"$error":"#N/A"},{"$error":"#N/A"},{"$error":"#N/A"},{"$error":"#N/A"},{"$error":"#N/A"},{"$error":"#N/A"},{"$error":"#N/A"},{"$error":"#N/A"},{"$error":"#N/A"},{"$error":"#N/A"},{"$error":"#N/A"},{"$error":"#N/A"},{"$error":"#N/A"},{"$error":"#N/A"},{"$error":"#N/A"},{"$error":"#N/A"},{"$error":"#N/A"},{"$error":"#N/A"},false,{"$error":"#N/A"},{"$error":"#N/A"},{"$error":"#N/A"},{"$error":"#N/A"},{"$error":"#N/A"},{"$error":"#N/A"},{"$error":"#N/A"},{"$error":"#N/A"},{"$error":"#N/A"},{"$error":"#N/A"},{"$error":"#N/A"},{"$error":"#N/A"},{"$error":"#N/A"},{"$error":"#N/A"},{"$error":"#N/A"},{"$error":"#N/A"}]
[9,8,0,89.300008442441595,121.499994843309,3,3,0,1,{"$error":"#N/A"},{"$error":"#N/A"},{"$error":"#N/A"},{"$error":"#N/A"},{"$error":"#N/A"},{"$error":"#N/A"},{"$error":"#N/A"},{"$error":"#N/A"},{"$error":"#N/A"},{"$error":"#N/A"},{"$error":"#N/A"},{"$error":"#N/A"},{"$error":"#N/A"},{"$error":"#N/A"},{"$error":"#N/A"},{"$error":"#N/A"},{"$error":"#N/A"},{"$error":"#N/A"},{"$error":"#N/A"},{"$error":"#N/A"},{"$error":"#N/A"},{"$error":"#N/A"},{"$error":"#N/A"},{"$error":"#N/A"},{"$error":"#N/A"},{"$error":"#N/A"},{"$error":"#N/A"},{"$error":"#N/A"},{"$error":"#N/A"},{"$error":"#N/A"},{"$error":"#N/A"},{"$error":"#N/A"},{"$error":"#N/A"},{"$error":"#N/A"},{"$error":"#N/A"},{"$error":"#N/A"},false,{"$error":"#N/A"},{"$error":"#N/A"},{"$error":"#N/A"},{"$error":"#N/A"},{"$error":"#N/A"},{"$error":"#N/A"},{"$error":"#N/A"},{"$error":"#N/A"},{"$error":"#N/A"},{"$error":"#N/A"},{"$error":"#N/A"},{"$error":"#N/A"},{"$error":"#N/A"},{"$error":"#N/A"},{"$error":"#N/A"},{"$error":"#N/A"}]
[9,9,0,80.300002348387494,131.89999907904601,98,57,243.33878000000001,0.5816327,6.4229980468750201,715.65430000000003,760.11890000000005,756.17565999999999,5.8891999999999998E-3,2.72E-4,6.4580017089843897,681.03459999999995,723.21370000000002,719.59644000000003,5.8926999999999998E-3,0,6.4099975585937701,720.8587,765.67633000000001,761.55426,5.8934E-3,3.0820000000000001E-4,6.4219909667968897,711.11,755.28009999999995,751.54070000000002,5.8888999999999999E-3,2.3719999999999999E-4,6.4290100097656397,715.36789999999996,759.79834000000005,755.85455000000002,5.8894999999999998E-3,2.698E-4,6.3820129394531397,705.58460000000002,749.49950000000001,745.77779999999996,5.8846999999999997E-3,1.985E-4,true,0.51876620881286584,35.385694249649369,25.427769985974752,29.932546374367639,11.745619727449707,75.3,22.651470588235295,0.50016475075070999,0.42135038019321558,38.125000000000334,28.750000000000224,7.6414950160463846E-2,7.1266162147487488E-2,5.0833981122251473,5.1029453673236604,5.0832964098599431]
[9,10,0,72.800000508024695,143.89999425239,214,92,412.56912,0.42990655,12.8799987792968,1953.5346999999999,2032.3715,2025.6117999999999,1.50256995E-2,6.1810000000000001E-4,12.9809814453125,1871.4608000000001,1946.4521,1940.0275999999999,1.5017600000000001E-2,0,12.8739868164062,1961.4276,2040.6156000000001,2033.7584999999999,1.50315E-2,6.7259999999999998E-4,12.9009948730468,1939.2871,2017.4404,2011.1002000000001,1.49984E-2,5.3660000000000003E-4,12.9089904785156,1946.6523,2025.0381,2018.1732999999999,1.50067E-2,5.8480003E-4,12.8430114746093,1931.1367,2009.3307,2002.9462000000001,1.49771E-2,4.9549999999999996E-4,true,0.33260159375390114,39.832020213207088,24.602462059643212,25.344763324636599,8.1028843294677309,75.3,25.309496036240091,0.33006206523140641,6.4274187073998956E-2,38.378378378378599,27.195945945946132,0.22069020695540953,3.8588963177332847E-2,4.3855527190310299,4.4141543478002871,4.4114939395707573]
[9,11,0,67.300004339250293,157.60000590343901,278,145,344.64355,0.52158269999999995,13.7270141601562,1764.2147,1830.6410000000001,1823.2236,1.3210700000000001E-2,9.8850000000000001E-4,13.8720031738281,1634.0571,1694.9303,1688.7518,1.3206000000000001E-2,0,13.7000061035156,1776.5863999999999,1843.6322,1836.7106000000001,1.32163E-2,1.0776E-3,13.7380004882812,1751.8656000000001,1817.7838999999999,1810.962,1.3179099999999999E-2,9.2579999999999995E-4,13.7440124511718,1764.9202,1831.2881,1824.4047,1.32002E-2,1.0045E-3,13.5639892578125,1728.867,1794.9366,1789.1089999999999,1.31342E-2,7.9569999999999999E-4,true,0.40518048049836325,33.500957854406124,26.230842911877396,16.39662994167206,8.2683741648106874,75.3,14.364390490642387,0.36452826408259886,0.58394431090614229,32.439393939393902,26.803030303030106,0.28226510156232898,4.2371919523620516E-2,7.9653030484675229,8.0068602231018051,7.9627924008726465]
[9,12,0,64.400001943875196,172.59999987011801,266,200,152.74746999999999,0.75187970000000004,13.2799926757812,1430.4004,1486.6611,1481.5652,1.06339995E-2,1.0172001E-3,13.4320007324218,1297.3462999999999,1347.8044,1343.4431,1.06339E-2,0,13.2549987792968,1442.9067,1499.7709,1495.1339,1.0636700000000001E-2,1.1100000000000001E-3,13.2700134277343,1423.9570000000001,1480.0144,1476.126,1.0631E-2,9.7090000000000002E-4,13.2910095214843,1438.0977,1494.5984000000001,1490.3295000000001,1.0633800000000001E-2,1.0759999999999999E-3,13.0779968261718,1394.4490000000001,1450.2582,1445.904,1.0623299500000001E-2,7.5320002999999997E-4,true,0.34277482608511306,31.053283864927252,26.74411369988665,14.326913173344336,8.3603513513513583,75.3,11.454186447681238,0.32358552917619415,0.21979778459467042,32.761773248893071,27.333460311413017,5.3616781111842648E-2,2.5388513354718256E-2,10.255866147689332,10.302437059858244,10.281202084405365]
[9,13,0,64.400001943875196,187.399991326828,303,176,293.92316,0.58085810000000004,15.3640075683593,1655.46,1708.9036000000001,1702.4873,1.2284700000000001E-2,1.0849E-3,15.5259948730468,1514.2876000000001,1562.451,1557.0021999999999,1.22919E-2,0,15.3409973144531,1670.3407999999999,1724.3688999999999,1717.691,1.2293800000000001E-2,1.1892999999999999E-3,15.3590026855468,1647.3705,1700.5767000000001,1694.9719,1.2287899999999999E-2,1.0199E-3,15.3799987792968,1661.4482,1714.9949999999999,1709.3413,1.22839E-2,1.1313E-3,15.1449829101562,1614.5164,1667.8461,1662.2965999999999,1.2268299999999999E-2,7.8859999999999998E-4,true,0.37546295765308768,31.692442369419311,26.749343449080833,16.609471516815354,8.7782729336584495,75.3,12.323347773988386,0.34873413630252209,0.32938856109182574,36.346153846153541,32.564102564101624,4.8014713661426178E-2,7.4021051261607962E-2,9.3226940509847616,9.3732603454444376,9.3439238557273789]
[9,14,0,67.300004339250293,202.399995007554,248,173,194.34787,0.69758063999999997,14.6920104980468,1430.3257000000001,1479.8068000000001,1474.8380999999999,1.0574200000000001E-2,1.0760998999999999E-3,14.8839965820312,1289.4255000000001,1333.3117999999999,1328.1958,1.05732E-2,0,14.683984375,1443.9845,1493.9775,1488.6190999999999,1.05887E-2,1.1661E-3,14.7109924316406,1421.3604,1470.4490000000001,1465.3187,1.05389E-2,1.0430000000000001E-3,14.7239929199218,1434.6699000000001,1484.1479999999999,1479.0856000000001,1.0566000000000001E-2,1.1178E-3,14.5330139160156,1397.1288,1446.2357,1441.4166,1.05012E-2,8.9559999999999998E-4,true,0.33576680415309118,32.173717371737176,26.633663366336641,11.802492809204201,7.7180430494811825,75.3,10.82641109807742,0.38370619685507812,-0.51901157318388302,33.503086419752883,25.817901234567859,0.47253508430671332,0.13693843436870523,10.927362612264147,10.987302444934494,11.040714027254113]
[9,15,0,72.800000508024695,216.10000665860301,237,87,507.25709999999998,0.36708861999999998,18.024987792968702,2273.2637,2326.0495999999998,2318.386,1.7480099999999998E-2,6.0420000000000005E-4,18.132012939453102,2193.2372999999998,2243.4070000000002,2235.4304000000002,1.7473299000000001E-2,0,18.011010742187501,2281.7566000000002,2334.8386,2326.8162000000002,1.7488799999999999E-2,6.6049999999999995E-4,18.049005126953102,2256.8987000000002,2309.1223,2301.9906999999998,1.7454500000000001E-2,5.0489999999999997E-4,18.051995849609298,2264.192,2316.5578999999998,2309.0010000000002,1.7459800000000001E-2,5.5509999999999999E-4,17.990014648437501,2250.0623000000001,2302.5708,2295.346,1.7429500000000001E-2,4.7780000000000001E-4,true,0.32946846877211305,43.63518758085381,23.505821474773605,30.817983759160228,8.5238455715367039,75.3,29.930983118172787,0.35555741780247463,-0.78086789299862258,39.570957095708685,28.250825082508356,0.1965109284138622,4.9746123233151973E-2,3.6487798196757009,3.6837987935314307,3.7109453284700686]
[9,16,0,80.300002348387494,228.100001831946,96,61,207.72823,0.63541669999999995,10.9930053710937,671.70910000000003,703.25660000000005,699.61914000000002,5.5348000000000003E-3,2.8570000000000001E-4,11.0389953613281,634.79600000000005,664.47173999999995,661.35050000000001,5.5335000000000002E-3,0,10.9819885253906,676.40599999999995,708.20029999999997,704.9674,5.5360000000000001E-3,3.2079999999999999E-4,10.9919982910156,667.24059999999997,698.57479999999998,695.7713,5.5320999999999999E-3,2.5369999999999999E-4,10.9939819335937,671.18065999999999,702.70159999999998,699.76369999999997,5.5319000000000002E-3,2.8430000000000003E-4,10.9489990234375,660.66380000000004,691.77710000000002,688.90075999999999,5.5272999999999997E-3,2.0719999000000001E-4,true,0.5172308372221508,34.734110929427885,26.03112891943853,26.448561292865591,10.941396508728173,75.3,20.372768638431921,0.4697325427263383,0.9676717644832924,38.91304347825988,30.434782608694917,7.0497641040478953E-2,2.1676300578032937E-2,5.814954725612635,5.8369465043013111,5.7864385072665714]
[9,17,0,89.300008442441595,238.49999635363699,2,2,0,1,{"$error":"#N/A"},{"$error":"#N/A"},{"$error":"#N/A"},{"$error":"#N/A"},{"$error":"#N/A"},{"$error":"#N/A"},{"$error":"#N/A"},{"$error":"#N/A"},{"$error":"#N/A"},{"$error":"#N/A"},{"$error":"#N/A"},{"$error":"#N/A"},{"$error":"#N/A"},{"$error":"#N/A"},{"$error":"#N/A"},{"$error":"#N/A"},{"$error":"#N/A"},{"$error":"#N/A"},{"$error":"#N/A"},{"$error":"#N/A"},{"$error":"#N/A"},{"$error":"#N/A"},{"$error":"#N/A"},{"$error":"#N/A"},{"$error":"#N/A"},{"$error":"#N/A"},{"$error":"#N/A"},{"$error":"#N/A"},{"$error":"#N/A"},{"$error":"#N/A"},{"$error":"#N/A"},{"$error":"#N/A"},{"$error":"#N/A"},{"$error":"#N/A"},{"$error":"#N/A"},{"$error":"#N/A"},false,{"$error":"#N/A"},{"$error":"#N/A"},{"$error":"#N/A"},{"$error":"#N/A"},{"$error":"#N/A"},{"$error":"#N/A"},{"$error":"#N/A"},{"$error":"#N/A"},{"$error":"#N/A"},{"$error":"#N/A"},{"$error":"#N/A"},{"$error":"#N/A"},{"$error":"#N/A"},{"$error":"#N/A"},{"$error":"#N/A"},{"$error":"#N/A"}]
[9,18,0,90.000002656260094,248.29999305947101,0,0,0,{"$error":"#N/A"},{"$error":"#N/A"},{"$error":"#N/A"},{"$error":"#N/A"},{"$error":"#N/A"},{"$error":"#N/A"},{"$error":"#N/A"},{"$error":"#N/A"},{"$error":"#N/A"},{"$error":"#N/A"},{"$error":"#N/A"},{"$error":"#N/A"},{"$error":"#N/A"},{"$error":"#N/A"},{"$error":"#N/A"},{"$error":"#N/A"},{"$error":"#N/A"},{"$error":"#N/A"},{"$error":"#N/A"},{"$error":"#N/A"},{"$error":"#N/A"},{"$error":"#N/A"},{"$error":"#N/A"},{"$error":"#N/A"},{"$error":"#N/A"},{"$error":"#N/A"},{"$error":"#N/A"},{"$error":"#N/A"},{"$error":"#N/A"},{"$error":"#N/A"},{"$error":"#N/A"},{"$error":"#N/A"},{"$error":"#N/A"},{"$error":"#N/A"},{"$error":"#N/A"},{"$error":"#N/A"},{"$error":"#N/A"},false,{"$error":"#N/A"},{"$error":"#N/A"},{"$error":"#N/A"},{"$error":"#N/A"},{"$error":"#N/A"},{"$error":"#N/A"},{"$error":"#N/A"},{"$error":"#N/A"},{"$error":"#N/A"},{"$error":"#N/A"},{"$error":"#N/A"},{"$error":"#N/A"},{"$error":"#N/A"},{"$error":"#N/A"},{"$error":"#N/A"},{"$error":"#N/A"}]
[9,19,0,90.000002656260094,257.39999555148597,0,0,0,{"$error":"#N/A"},{"$error":"#N/A"},{"$error":"#N/A"},{"$error":"#N/A"},{"$error":"#N/A"},{"$error":"#N/A"},{"$error":"#N/A"},{"$error":"#N/A"},{"$error":"#N/A"},{"$error":"#N/A"},{"$error":"#N/A"},{"$error":"#N/A"},{"$error":"#N/A"},{"$error":"#N/A"},{"$error":"#N/A"},{"$error":"#N/A"},{"$error":"#N/A"},{"$error":"#N/A"},{"$error":"#N/A"},{"$error":"#N/A"},{"$error":"#N/A"},{"$error":"#N/A"},{"$error":"#N/A"},{"$error":"#N/A"},{"$error":"#N/A"},{"$error":"#N/A"},{"$error":"#N/A"},{"$error":"#N/A"},{"$error":"#N/A"},{"$error":"#N/A"},{"$error":"#N/A"},{"$error":"#N/A"},{"$error":"#N/A"},{"$error":"#N/A"},{"$error":"#N/A"},{"$error":"#N/A"},{"$error":"#N/A"},false,{"$error":"#N/A"},{"$error":"#N/A"},{"$error":"#N/A"},{"$error":"#N/A"},{"$error":"#N/A"},{"$error":"#N/A"},{"$error":"#N/A"},{"$error":"#N/A"},{"$error":"#N/A"},{"$error":"#N/A"},{"$error":"#N/A"},{"$error":"#N/A"},{"$error":"#N/A"},{"$error":"#N/A"},{"$error":"#N/A"},{"$error":"#N/A"}]
[9,20,0,90.000002656260094,266.99999946139701,0,0,0,{"$error":"#N/A"},{"$error":"#N/A"},{"$error":"#N/A"},{"$error":"#N/A"},{"$error":"#N/A"},{"$error":"#N/A"},{"$error":"#N/A"},{"$error":"#N/A"},{"$error":"#N/A"},{"$error":"#N/A"},{"$error":"#N/A"},{"$error":"#N/A"},{"$error":"#N/A"},{"$error":"#N/A"},{"$error":"#N/A"},{"$error":"#N/A"},{"$error":"#N/A"},{"$error":"#N/A"},{"$error":"#N/A"},{"$error":"#N/A"},{"$error":"#N/A"},{"$error":"#N/A"},{"$error":"#N/A"},{"$error":"#N/A"},{"$error":"#N/A"},{"$error":"#N/A"},{"$error":"#N/A"},{"$error":"#N/A"},{"$error":"#N/A"},{"$error":"#N/A"},{"$error":"#N/A"},{"$error":"#N/A"},{"$error":"#N/A"},{"$error":"#N/A"},{"$error":"#N/A"},{"$error":"#N/A"},{"$error":"#N/A"},false,{"$error":"#N/A"},{"$error":"#N/A"},{"$error":"#N/A"},{"$error":"#N/A"},{"$error":"#N/A"},{"$error":"#N/A"},{"$error":"#N/A"},{"$error":"#N/A"},{"$error":"#N/A"},{"$error":"#N/A"},{"$error":"#N/A"},{"$error":"#N/A"},{"$error":"#N/A"},{"$error":"#N/A"},{"$error":"#N/A"},{"$error":"#N/A"}]
[9,21,0,90.000002656260094,277.200001187167,0,0,0,{"$error":"#N/A"},{"$error":"#N/A"},{"$error":"#N/A"},{"$error":"#N/A"},{"$error":"#N/A"},{"$error":"#N/A"},{"$error":"#N/A"},{"$error":"#N/A"},{"$error":"#N/A"},{"$error":"#N/A"},{"$error":"#N/A"},{"$error":"#N/A"},{"$error":"#N/A"},{"$error":"#N/A"},{"$error":"#N/A"},{"$error":"#N/A"},{"$error":"#N/A"},{"$error":"#N/A"},{"$error":"#N/A"},{"$error":"#N/A"},{"$error":"#N/A"},{"$error":"#N/A"},{"$error":"#N/A"},{"$error":"#N/A"},{"$error":"#N/A"},{"$error":"#N/A"},{"$error":"#N/A"},{"$error":"#N/A"},{"$error":"#N/A"},{"$error":"#N/A"},{"$error":"#N/A"},{"$error":"#N/A"},{"$error":"#N/A"},{"$error":"#N/A"},{"$error":"#N/A"},{"$error":"#N/A"},{"$error":"#N/A"},false,{"$error":"#N/A"},{"$error":"#N/A"},{"$error":"#N/A"},{"$error":"#N/A"},{"$error":"#N/A"},{"$error":"#N/A"},{"$error":"#N/A"},{"$error":"#N/A"},{"$error":"#N/A"},{"$error":"#N/A"},{"$error":"#N/A"},{"$error":"#N/A"},{"$error":"#N/A"},{"$error":"#N/A"},{"$error":"#N/A"},{"$error":"#N/A"}]
[9,22,0,90.000002656260094,290.20001862439801,0,0,0,{"$error":"#N/A"},{"$error":"#N/A"},{"$error":"#N/A"},{"$error":"#N/A"},{"$error":"#N/A"},{"$error":"#N/A"},{"$error":"#N/A"},{"$error":"#N/A"},{"$error":"#N/A"},{"$error":"#N/A"},{"$error":"#N/A"},{"$error":"#N/A"},{"$error":"#N/A"},{"$error":"#N/A"},{"$error":"#N/A"},{"$error":"#N/A"},{"$error":"#N/A"},{"$error":"#N/A"},{"$error":"#N/A"},{"$error":"#N/A"},{"$error":"#N/A"},{"$error":"#N/A"},{"$error":"#N/A"},{"$error":"#N/A"},{"$error":"#N/A"},{"$error":"#N/A"},{"$error":"#N/A"},{"$error":"#N/A"},{"$error":"#N/A"},{"$error":"#N/A"},{"$error":"#N/A"},{"$error":"#N/A"},{"$error":"#N/A"},{"$error":"#N/A"},{"$error":"#N/A"},{"$error":"#N/A"},{"$error":"#N/A"},false,{"$error":"#N/A"},{"$error":"#N/A"},{"$error":"#N/A"},{"$error":"#N/A"},{"$error":"#N/A"},{"$error":"#N/A"},{"$error":"#N/A"},{"$error":"#N/A"},{"$error":"#N/A"},{"$error":"#N/A"},{"$error":"#N/A"},{"$error":"#N/A"},{"$error":"#N/A"},{"$error":"#N/A"},{"$error":"#N/A"},{"$error":"#N/A"}]
[9,23,0,90.000002656260094,309.100017822246,0,0,0,{"$error":"#N/A"},{"$error":"#N/A"},{"$error":"#N/A"},{"$error":"#N/A"},{"$error":"#N/A"},{"$error":"#N/A"},{"$error":"#N/A"},{"$error":"#N/A"},{"$error":"#N/A"},{"$error":"#N/A"},{"$error":"#N/A"},{"$error":"#N/A"},{"$error":"#N/A"},{"$error":"#N/A"},{"$error":"#N/A"},{"$error":"#N/A"},{"$error":"#N/A"},{"$error":"#N/A"},{"$error":"#N/A"},{"$error":"#N/A"},{"$error":"#N/A"},{"$error":"#N/A"},{"$error":"#N/A"},{"$error":"#N/A"},{"$error":"#N/A"},{"$error":"#N/A"},{"$error":"#N/A"},{"$error":"#N/A"},{"$error":"#N/A"},{"$error":"#N/A"},{"$error":"#N/A"},{"$error":"#N/A"},{"$error":"#N/A"},{"$error":"#N/A"},{"$error":"#N/A"},{"$error":"#N/A"},{"$error":"#N/A"},false,{"$error":"#N/A"},{"$error":"#N/A"},{"$error":"#N/A"},{"$error":"#N/A"},{"$error":"#N/A"},{"$error":"#N/A"},{"$error":"#N/A"},{"$error":"#N/A"},{"$error":"#N/A"},{"$error":"#N/A"},{"$error":"#N/A"},{"$error":"#N/A"},{"$error":"#N/A"},{"$error":"#N/A"},{"$error":"#N/A"},{"$error":"#N/A"}]
[10,0,0,90.000002656260094,339.60000717350101,0,0,0,{"$error":"#N/A"},{"$error":"#N/A"},{"$error":"#N/A"},{"$error":"#N/A"},{"$error":"#N/A"},{"$error":"#N/A"},{"$error":"#N/A"},{"$error":"#N/A"},{"$error":"#N/A"},{"$error":"#N/A"},{"$error":"#N/A"},{"$error":"#N/A"},{"$error":"#N/A"},{"$error":"#N/A"},{"$error":"#N/A"},{"$error":"#N/A"},{"$error":"#N/A"},{"$error":"#N/A"},{"$error":"#N/A"},{"$error":"#N/A"},{"$error":"#N/A"},{"$error":"#N/A"},{"$error":"#N/A"},{"$error":"#N/A"},{"$error":"#N/A"},{"$error":"#N/A"},{"$error":"#N/A"},{"$error":"#N/A"},{"$error":"#N/A"},{"$error":"#N/A"},{"$error":"#N/A"},{"$error":"#N/A"},{"$error":"#N/A"},{"$error":"#N/A"},{"$error":"#N/A"},{"$error":"#N/A"},{"$error":"#N/A"},false,{"$error":"#N/A"},{"$error":"#N/A"},{"$error":"#N/A"},{"$error":"#N/A"},{"$error":"#N/A"},{"$error":"#N/A"},{"$error":"#N/A"},{"$error":"#N/A"},{"$error":"#N/A"},{"$error":"#N/A"},{"$error":"#N/A"},{"$error":"#N/A"},{"$error":"#N/A"},{"$error":"#N/A"},{"$error":"#N/A"},{"$error":"#N/A"}]
[10,1,0,90.000002656260094,19.9999996458588,0,0,0,{"$error":"#N/A"},{"$error":"#N/A"},{"$error":"#N/A"},{"$error":"#N/A"},{"$error":"#N/A"},{"$error":"#N/A"},{"$error":"#N/A"},{"$error":"#N/A"},{"$error":"#N/A"},{"$error":"#N/A"},{"$error":"#N/A"},{"$error":"#N/A"},{"$error":"#N/A"},{"$error":"#N/A"},{"$error":"#N/A"},{"$error":"#N/A"},{"$error":"#N/A"},{"$error":"#N/A"},{"$error":"#N/A"},{"$error":"#N/A"},{"$error":"#N/A"},{"$error":"#N/A"},{"$error":"#N/A"},{"$error":"#N/A"},{"$error":"#N/A"},{"$error":"#N/A"},{"$error":"#N/A"},{"$error":"#N/A"},{"$error":"#N/A"},{"$error":"#N/A"},{"$error":"#N/A"},{"$error":"#N/A"},{"$error":"#N/A"},{"$error":"#N/A"},{"$error":"#N/A"},{"$error":"#N/A"},{"$error":"#N/A"},false,{"$error":"#N/A"},{"$error":"#N/A"},{"$error":"#N/A"},{"$error":"#N/A"},{"$error":"#N/A"},{"$error":"#N/A"},{"$error":"#N/A"},{"$error":"#N/A"},{"$error":"#N/A"},{"$error":"#N/A"},{"$error":"#N/A"},{"$error":"#N/A"},{"$error":"#N/A"},{"$error":"#N/A"},{"$error":"#N/A"},{"$error":"#N/A"}]
[10,2,0,90.000002656260094,50.699995149849201,0,0,0,{"$error":"#N/A"},{"$error":"#N/A"},{"$error":"#N/A"},{"$error":"#N/A"},{"$error":"#N/A"},{"$error":"#N/A"},{"$error":"#N/A"},{"$error":"#N/A"},{"$error":"#N/A"},{"$error":"#N/A"},{"$error":"#N/A"},{"$error":"#N/A"},{"$error":"#N/A"},{"$error":"#N/A"},{"$error":"#N/A"},{"$error":"#N/A"},{"$error":"#N/A"},{"$error":"#N/A"},{"$error":"#N/A"},{"$error":"#N/A"},{"$error":"#N/A"},{"$error":"#N/A"},{"$error":"#N/A"},{"$error":"#N/A"},{"$error":"#N/A"},{"$error":"#N/A"},{"$error":"#N/A"},{"$error":"#N/A"},{"$error":"#N/A"},{"$error":"#N/A"},{"$error":"#N/A"},{"$error":"#N/A"},{"$error":"#N/A"},{"$error":"#N/A"},{"$error":"#N/A"},{"$error":"#N/A"},{"$error":"#N/A"},false,{"$error":"#N/A"},{"$error":"#N/A"},{"$error":"#N/A"},{"$error":"#N/A"},{"$error":"#N/A"},{"$error":"#N/A"},{"$error":"#N/A"},{"$error":"#N/A"},{"$error":"#N/A"},{"$error":"#N/A"},{"$error":"#N/A"},{"$error":"#N/A"},{"$error":"#N/A"},{"$error":"#N/A"},{"$error":"#N/A"},{"$error":"#N/A"}]
[10,3,0,90.000002656260094,69.699995602681398,0,0,0,{"$error":"#N/A"},{"$error":"#N/A"},{"$error":"#N/A"},{"$error":"#N/A"},{"$error":"#N/A"},{"$error":"#N/A"},{"$error":"#N/A"},{"$error":"#N/A"},{"$error":"#N/A"},{"$error":"#N/A"},{"$error":"#N/A"},{"$error":"#N/A"},{"$error":"#N/A"},{"$error":"#N/A"},{"$error":"#N/A"},{"$error":"#N/A"},{"$error":"#N/A"},{"$error":"#N/A"},{"$error":"#N/A"},{"$error":"#N/A"},{"$error":"#N/A"},{"$error":"#N/A"},{"$error":"#N/A"},{"$error":"#N/A"},{"$error":"#N/A"},{"$error":"#N/A"},{"$error":"#N/A"},{"$error":"#N/A"},{"$error":"#N/A"},{"$error":"#N/A"},{"$error":"#N/A"},{"$error":"#N/A"},{"$error":"#N/A"},{"$error":"#N/A"},{"$error":"#N/A"},{"$error":"#N/A"},{"$error":"#N/A"},false,{"$error":"#N/A"},{"$error":"#N/A"},{"$error":"#N/A"},{"$error":"#N/A"},{"$error":"#N/A"},{"$error":"#N/A"},{"$error":"#N/A"},{"$error":"#N/A"},{"$error":"#N/A"},{"$error":"#N/A"},{"$error":"#N/A"},{"$error":"#N/A"},{"$error":"#N/A"},{"$error":"#N/A"},{"$error":"#N/A"},{"$error":"#N/A"}]
[10,4,0,90.000002656260094,82.700003325865495,0,0,0,{"$error":"#N/A"},{"$error":"#N/A"},{"$error":"#N/A"},{"$error":"#N/A"},{"$error":"#N/A"},{"$error":"#N/A"},{"$error":"#N/A"},{"$error":"#N/A"},{"$error":"#N/A"},{"$error":"#N/A"},{"$error":"#N/A"},{"$error":"#N/A"},{"$error":"#N/A"},{"$error":"#N/A"},{"$error":"#N/A"},{"$error":"#N/A"},{"$error":"#N/A"},{"$error":"#N/A"},{"$error":"#N/A"},{"$error":"#N/A"},{"$error":"#N/A"},{"$error":"#N/A"},{"$error":"#N/A"},{"$error":"#N/A"},{"$error":"#N/A"},{"$error":"#N/A"},{"$error":"#N/A"},{"$error":"#N/A"},{"$error":"#N/A"},{"$error":"#N/A"},{"$error":"#N/A"},{"$error":"#N/A"},{"$error":"#N/A"},{"$error":"#N/A"},{"$error":"#N/A"},{"$error":"#N/A"},{"$error":"#N/A"},false,{"$error":"#N/A"},{"$error":"#N/A"},{"$error":"#N/A"},{"$error":"#N/A"},{"$error":"#N/A"},{"$error":"#N/A"},{"$error":"#N/A"},{"$error":"#N/A"},{"$error":"#N/A"},{"$error":"#N/A"},{"$error":"#N/A"},{"$error":"#N/A"},{"$error":"#N/A"},{"$error":"#N/A"},{"$error":"#N/A"},{"$error":"#N/A"}]
[10,5,0,90.000002656260094,92.899995337588393,0,0,0,{"$error":"#N/A"},{"$error":"#N/A"},{"$error":"#N/A"},{"$error":"#N/A"},{"$error":"#N/A"},{"$error":"#N/A"},{"$error":"#N/A"},{"$error":"#N/A"},{"$error":"#N/A"},{"$error":"#N/A"},{"$error":"#N/A"},{"$error":"#N/A"},{"$error":"#N/A"},{"$error":"#N/A"},{"$error":"#N/A"},{"$error":"#N/A"},{"$error":"#N/A"},{"$error":"#N/A"},{"$error":"#N/A"},{"$error":"#N/A"},{"$error":"#N/A"},{"$error":"#N/A"},{"$error":"#N/A"},{"$error":"#N/A"},{"$error":"#N/A"},{"$error":"#N/A"},{"$error":"#N/A"},{"$error":"#N/A"},{"$error":"#N/A"},{"$error":"#N/A"},{"$error":"#N/A"},{"$error":"#N/A"},{"$error":"#N/A"},{"$error":"#N/A"},{"$error":"#N/A"},{"$error":"#N/A"},{"$error":"#N/A"},false,{"$error":"#N/A"},{"$error":"#N/A"},{"$error":"#N/A"},{"$error":"#N/A"},{"$error":"#N/A"},{"$error":"#N/A"},{"$error":"#N/A"},{"$error":"#N/A"},{"$error":"#N/A"},{"$error":"#N/A"},{"$error":"#N/A"},{"$error":"#N/A"},{"$error":"#N/A"},{"$error":"#N/A"},{"$error":"#N/A"},{"$error":"#N/A"}]
[10,6,0,90.000002656260094,102.4999992475,0,0,0,{"$error":"#N/A"},{"$error":"#N/A"},{"$error":"#N/A"},{"$error":"#N/A"},{"$error":"#N/A"},{"$error":"#N/A"},{"$error":"#N/A"},{"$error":"#N/A"},{"$error":"#N/A"},{"$error":"#N/A"},{"$error":"#N/A"},{"$error":"#N/A"},{"$error":"#N/A"},{"$error":"#N/A"},{"$error":"#N/A"},{"$error":"#N/A"},{"$error":"#N/A"},{"$error":"#N/A"},{"$error":"#N/A"},{"$error":"#N/A"},{"$error":"#N/A"},{"$error":"#N/A"},{"$error":"#N/A"},{"$error":"#N/A"},{"$error":"#N/A"},{"$error":"#N/A"},{"$error":"#N/A"},{"$error":"#N/A"},{"$error":"#N/A"},{"$error":"#N/A"},{"$error":"#N/A"},{"$error":"#N/A"},{"$error":"#N/A"},{"$error":"#N/A"},{"$error":"#N/A"},{"$error":"#N/A"},{"$error":"#N/A"},false,{"$error":"#N/A"},{"$error":"#N/A"},{"$error":"#N/A"},{"$error":"#N/A"},{"$error":"#N/A"},{"$error":"#N/A"},{"$error":"#N/A"},{"$error":"#N/A"},{"$error":"#N/A"},{"$error":"#N/A"},{"$error":"#N/A"},{"$error":"#N/A"},{"$error":"#N/A"},{"$error":"#N/A"},{"$error":"#N/A"},{"$error":"#N/A"}]
[10,7,0,90.000002656260094,111.60000173951499,0,0,0,{"$error":"#N/A"},{"$error":"#N/A"},{"$error":"#N/A"},{"$error":"#N/A"},{"$error":"#N/A"},{"$error":"#N/A"},{"$error":"#N/A"},{"$error":"#N/A"},{"$error":"#N/A"},{"$error":"#N/A"},{"$error":"#N/A"},{"$error":"#N/A"},{"$error":"#N/A"},{"$error":"#N/A"},{"$error":"#N/A"},{"$error":"#N/A"},{"$error":"#N/A"},{"$error":"#N/A"},{"$error":"#N/A"},{"$error":"#N/A"},{"$error":"#N/A"},{"$error":"#N/A"},{"$error":"#N/A"},{"$error":"#N/A"},{"$error":"#N/A"},{"$error":"#N/A"},{"$error":"#N/A"},{"$error":"#N/A"},{"$error":"#N/A"},{"$error":"#N/A"},{"$error":"#N/A"},{"$error":"#N/A"},{"$error":"#N/A"},{"$error":"#N/A"},{"$error":"#N/A"},{"$error":"#N/A"},{"$error":"#N/A"},false,{"$error":"#N/A"},{"$error":"#N/A"},{"$error":"#N/A"},{"$error":"#N/A"},{"$error":"#N/A"},{"$error":"#N/A"},{"$error":"#N/A"},{"$error":"#N/A"},{"$error":"#N/A"},{"$error":"#N/A"},{"$error":"#N/A"},{"$error":"#N/A"},{"$error":"#N/A"},{"$error":"#N/A"},{"$error":"#N/A"},{"$error":"#N/A"}]
[10,8,0,89.199992616387306,121.399998445348,3,3,0,1,{"$error":"#N/A"},{"$error":"#N/A"},{"$error":"#N/A"},{"$error":"#N/A"},{"$error":"#N/A"},{"$error":"#N/A"},{"$error":"#N/A"},{"$error":"#N/A"},{"$error":"#N/A"},{"$error":"#N/A"},{"$error":"#N/A"},{"$error":"#N/A"},{"$error":"#N/A"},{"$error":"#N/A"},{"$error":"#N/A"},{"$error":"#N/A"},{"$error":"#N/A"},{"$error":"#N/A"},{"$error":"#N/A"},{"$error":"#N/A"},{"$error":"#N/A"},{"$error":"#N/A"},{"$error":"#N/A"},{"$error":"#N/A"},{"$error":"#N/A"},{"$error":"#N/A"},{"$error":"#N/A"},{"$error":"#N/A"},{"$error":"#N/A"},{"$error":"#N/A"},{"$error":"#N/A"},{"$error":"#N/A"},{"$error":"#N/A"},{"$error":"#N/A"},{"$error":"#N/A"},{"$error":"#N/A"},false,{"$error":"#N/A"},{"$error":"#N/A"},{"$error":"#N/A"},{"$error":"#N/A"},{"$error":"#N/A"},{"$error":"#N/A"},{"$error":"#N/A"},{"$error":"#N/A"},{"$error":"#N/A"},{"$error":"#N/A"},{"$error":"#N/A"},{"$error":"#N/A"},{"$error":"#N/A"},{"$error":"#N/A"},{"$error":"#N/A"},{"$error":"#N/A"}]
[10,9,0,80.200001093403401,131.800002681086,79,62,99.876909999999995,0.78481009999999995,1.1070190429687701,469.8073,506.45909999999998,504.38344999999998,3.9601999999999997E-3,2.8370000000000001E-4,1.1520019531250201,434.04430000000002,467.63200000000001,465.52524,3.9623999999999996E-3,0,1.1000000000000201,474.072,511.0899,508.98599999999999,3.9638E-3,3.1339999999999997E-4,1.1079956054687701,467.20909999999998,503.64060000000001,501.74743999999998,3.9588000000000002E-3,2.6459999999999998E-4,1.1109863281250201,469.93759999999997,506.59109999999998,504.62857000000002,3.9588000000000002E-3,2.8610000000000002E-4,1.0589843750000201,459.15980000000002,494.98910000000001,493.14832000000001,3.9551999999999999E-3,2.0529998999999999E-4,true,0.40983566096452728,33.378712453129637,27.339109240209247,18.442932728647008,9.4767070835992229,75.3,14.959111737751144,0.45051664556745652,-0.60855139427695226,43.888888888887145,30,0.12630089926239929,9.0821938543828029E-2,8.2394815460080864,8.3029176788585826,8.3471757621563079]
[10,10,0,72.699994396017203,143.89999425239,25,25,0,1,-1.0500244140624699,66.776399999999995,68.445899999999995,68.046363999999997,8.1979996000000003E-4,1.5129999999999999E-4,-1.0279907226562199,49.762799999999999,49.976199999999999,49.749115000000003,8.1789999999999999E-4,0,-1.0510009765624699,68.180199999999999,69.979004000000003,69.516369999999995,8.1979999999999998E-4,1.6339999999999999E-4,-1.04901733398435,66.284700000000001,67.910799999999995,67.466499999999996,8.1329999999999998E-4,1.5310000000000001E-4,-1.0470031738281,67.568299999999994,69.312600000000003,68.857994000000005,8.1629999999999995E-4,1.6150001000000001E-4,-1.0699829101562199,63.363500000000002,64.725099999999998,64.303120000000007,8.0780000000000001E-4,1.3259999000000001E-4,true,0.58372524870006481,30.657435531186472,27.093424156799887,6.7276290006531569,7.4051407588739293,75.3,6.4183738268341051,0.45438628787301827,0.83014580096223711,34.1176470588236,26.470588235294134,0.79921308250339163,4.8792388351870386E-6,34.189394487448446,36.956991527967304,36.779044210133172]
[10,11,0,67.199998227242801,157.60000590343901,152,145,18.063787000000001,0.95394736999999996,2.3579956054687701,710.39269999999999,763.92769999999996,758.10657000000003,5.2706000000000003E-3,8.4940000000000005E-4,2.4880004882812701,600.9135,645.72326999999996,640.04449999999997,5.2693999999999996E-3,0,2.3460021972656402,720.31320000000005,774.64639999999997,769.10375999999997,5.2766000000000002E-3,9.2049997E-4,2.3640075683593902,707.04669999999999,760.30884000000003,754.86346000000003,5.2404000000000001E-3,8.5369999999999999E-4,2.3669982910156402,716.02629999999999,769.97749999999996,765.07619999999997,5.2554999999999998E-3,9.0830000000000001E-4,2.2430053710937701,687.86019999999996,739.91223000000002,734.70605,5.2100997E-3,7.3530000000000004E-4,true,0.76200012121564986,30.705200578034681,26.843930635838149,7.8247592831205415,7.7240600018705035,75.3,7.2050859430186014,0.87944329464849336,-0.84618815800447633,34.647546381852223,26.674030788342868,0.69078696282727226,0.11370958571806922,18.218795217614513,18.305741095562503,18.445915869912181]
[10,12,0,64.199994576883597,172.59999987011801,304,196,248.14398,0.6447368,7.4609924316406397,1656.6884,1753.5024000000001,1747.0673999999999,1.22577E-2,1.121E-3,7.6199890136718897,1509.9869000000001,1597.6156000000001,1592.2262000000001,1.22589E-2,0,7.4290100097656397,1671.1482000000001,1768.9734000000001,1762.9804999999999,1.22615E-2,1.2275000000000001E-3,7.4510131835937701,1648.4271000000001,1744.8225,1739.8096,1.22557E-2,1.0598999999999999E-3,7.4739929199218897,1662.8815999999999,1759.9847,1754.5431000000001,1.2259900000000001E-2,1.1663000000000001E-3,7.2449890136718897,1614.9278999999999,1710.4979000000001,1705.0582999999999,1.22462E-2,8.1400000000000005E-4,true,0.36697982278211722,31.737155833096793,26.979846721544131,15.812812529483921,8.6761710794297393,75.3,11.934611953612846,0.33734022126474122,0.35373714256959693,31.167883211678209,26.934306569342315,4.7324918201319122E-2,3.0991314276396231E-2,9.7154154118820433,9.75746606380158,9.7248242743399054]
[10,13,0,64.199994576883597,187.399991326828,265,201,147.04828000000001,0.75849056000000004,6.9049926757812701,1424.8643999999999,1511.0096000000001,1506.0065,1.0586E-2,1.0227000000000001E-3,7.0559936523437701,1291.7406000000001,1369.3242,1364.4855,1.0591E-2,0,6.8900085449218897,1438.1594,1525.1637000000001,1519.9154000000001,1.0595E-2,1.1156E-3,6.8999877929687701,1418.9966999999999,1504.8108999999999,1500.6371999999999,1.05881E-2,9.7579999999999997E-4,6.9160095214843897,1431.1946,1517.6576,1513.0844,1.05811E-2,1.0759999999999999E-3,6.7170043945312701,1387.4757999999999,1472.261,1468.1822999999999,1.057E-2,7.5320002999999997E-4,true,0.33110974278390626,31.226765913268206,26.895910492184992,14.326706292273016,8.3273574757977702,75.3,11.351031583064437,0.35336409011102099,-0.25260979937056494,42.522522522523168,36.306306306306354,6.5167499362495107E-2,8.4945729117513746E-2,10.305768820767872,10.34710406783142,10.371748179075553]
[10,14,0,67.199998227242801,202.399995007554,305,142,420.62819999999999,0.46557376,9.2000061035156406,1993.8887999999999,2098.5005000000001,2089.8449999999998,1.4936899999999999E-2,1.0147000000000001E-3,9.3439880371093906,1860.5378000000001,1957.4448,1949.501,1.49342995E-2,0,9.1790100097656406,2007.9876999999999,2113.4502000000002,2104.87,1.4955100000000001E-2,1.1042999999999999E-3,9.2119995117187692,1979.2030999999999,2082.9785000000002,2074.6282000000001,1.49052E-2,9.3459999999999995E-4,9.2189880371093906,1992.93,2097.3595999999998,2089.3915999999999,1.49333E-2,1.0112000000000001E-3,9.0559936523437692,1955.6007999999999,2059.1704,2051.7777999999998,1.4862800000000001E-2,7.9690000000000002E-4,true,0.412461183592775,34.344377041530549,26.425571628558092,18.157500534988237,8.1137372090917097,75.3,15.720508524687098,0.40582498162911212,0.10432446954130756,33.092198581560403,26.014184397163138,0.33478249201621679,0.12169761486049424,7.1673362400914336,7.2061138071428692,7.1989704031954762]
[10,15,0,72.699994396017203,216.10000665860301,222,102,403.53089999999997,0.45945944999999999,8.9529968261718906,1988.8996999999999,2094.8539999999998,2087.9712,1.5247E-2,6.6649999999999999E-4,9.0500122070312692,1900.7920999999999,2001.576,1994.4196999999999,1.5241299999999999E-2,0,8.9399963378906406,1997.7916,2104.2937000000002,2097.1873000000001,1.5255100000000001E-2,7.2650000000000004E-4,8.9750000000000192,1974.6985999999999,2079.7883000000002,2073.29,1.52187E-2,5.8659999999999995E-4,8.9750000000000192,1981.8043,2087.2559999999999,2080.4349999999999,1.52257E-2,6.3380000000000001E-4,8.9110046386718906,1964.8258000000001,2069.8042,2063.29,1.51915E-2,5.3850000000000002E-4,true,0.32855750329139222,39.727177334732424,25.047219307450153,23.849301056938298,8.2587749483826638,75.3,23.876219054763691,0.35753326378813999,-0.6918316048987182,38.596491228070384,27.95321637426898,0.23917943056896984,5.3096997069834728E-2,4.635309669058497,4.660227740540444,4.6906626523995945]
[10,16,0,80.200001093403401,228.19999822990701,110,62,282.00540000000001,0.56363635999999995,4.7920166015625201,828.53750000000002,884.57056,879.19590000000005,6.7375000000000004E-3,2.9700000000000001E-4,4.8290039062500201,789.86389999999994,843.15819999999997,838.66399999999999,6.7355999999999996E-3,0,4.7809997558593897,833.86620000000005,890.29020000000003,885.49663999999996,6.7383E-3,3.369E-4,4.7910095214843897,822.79190000000006,878.43209999999999,874.20749999999998,6.7342000000000001E-3,2.5559999999999998E-4,4.7929931640625201,827.29443000000003,883.2414,878.82885999999996,6.7339000000000001E-3,2.9070000000000002E-4,4.7600036621093897,816.81610000000001,872.13239999999996,867.69464000000005,6.7290001999999998E-3,2.1479999999999999E-4,true,0.60760104880722565,36.086956521739125,25.375494071146242,31.807511737089222,11.843276936776492,75.3,23.685185185185187,0.53301978205276046,1.7664711144252034,38.979958365646759,30.612269888566747,6.0883252650656416E-2,1.1872430731785233E-2,4.8962359211504767,4.9115764989298611,4.8329128232522276]
[10,17,0,89.199992616387306,238.60001217969199,7,7,0,1,{"$error":"#N/A"},{"$error":"#N/A"},{"$error":"#N/A"},{"$error":"#N/A"},{"$error":"#N/A"},{"$error":"#N/A"},{"$error":"#N/A"},{"$error":"#N/A"},{"$error":"#N/A"},{"$error":"#N/A"},{"$error":"#N/A"},{"$error":"#N/A"},{"$error":"#N/A"},{"$error":"#N/A"},{"$error":"#N/A"},{"$error":"#N/A"},{"$error":"#N/A"},{"$error":"#N/A"},{"$error":"#N/A"},{"$error":"#N/A"},{"$error":"#N/A"},{"$error":"#N/A"},{"$error":"#N/A"},{"$error":"#N/A"},{"$error":"#N/A"},{"$error":"#N/A"},{"$error":"#N/A"},{"$error":"#N/A"},{"$error":"#N/A"},{"$error":"#N/A"},{"$error":"#N/A"},{"$error":"#N/A"},{"$error":"#N/A"},{"$error":"#N/A"},{"$error":"#N/A"},{"$error":"#N/A"},false,{"$error":"#N/A"},{"$error":"#N/A"},{"$error":"#N/A"},{"$error":"#N/A"},{"$error":"#N/A"},{"$error":"#N/A"},{"$error":"#N/A"},{"$error":"#N/A"},{"$error":"#N/A"},{"$error":"#N/A"},{"$error":"#N/A"},{"$error":"#N/A"},{"$error":"#N/A"},{"$error":"#N/A"},{"$error":"#N/A"},{"$error":"#N/A"}]
[10,18,0,90.000002656260094,248.39998945743099,0,0,0,{"$error":"#N/A"},{"$error":"#N/A"},{"$error":"#N/A"},{"$error":"#N/A"},{"$error":"#N/A"},{"$error":"#N/A"},{"$error":"#N/A"},{"$error":"#N/A"},{"$error":"#N/A"},{"$error":"#N/A"},{"$error":"#N/A"},{"$error":"#N/A"},{"$error":"#N/A"},{"$error":"#N/A"},{"$error":"#N/A"},{"$error":"#N/A"},{"$error":"#N/A"},{"$error":"#N/A"},{"$error":"#N/A"},{"$error":"#N/A"},{"$error":"#N/A"},{"$error":"#N/A"},{"$error":"#N/A"},{"$error":"#N/A"},{"$error":"#N/A"},{"$error":"#N/A"},{"$error":"#N/A"},{"$error":"#N/A"},{"$error":"#N/A"},{"$error":"#N/A"},{"$error":"#N/A"},{"$error":"#N/A"},{"$error":"#N/A"},{"$error":"#N/A"},{"$error":"#N/A"},{"$error":"#N/A"},{"$error":"#N/A"},false,{"$error":"#N/A"},{"$error":"#N/A"},{"$error":"#N/A"},{"$error":"#N/A"},{"$error":"#N/A"},{"$error":"#N/A"},{"$error":"#N/A"},{"$error":"#N/A"},{"$error":"#N/A"},{"$error":"#N/A"},{"$error":"#N/A"},{"$error":"#N/A"},{"$error":"#N/A"},{"$error":"#N/A"},{"$error":"#N/A"},{"$error":"#N/A"}]
[10,19,0,90.000002656260094,257.49999194944598,0,0,0,{"$error":"#N/A"},{"$error":"#N/A"},{"$error":"#N/A"},{"$error":"#N/A"},{"$error":"#N/A"},{"$error":"#N/A"},{"$error":"#N/A"},{"$error":"#N/A"},{"$error":"#N/A"},{"$error":"#N/A"},{"$error":"#N/A"},{"$error":"#N/A"},{"$error":"#N/A"},{"$error":"#N/A"},{"$error":"#N/A"},{"$error":"#N/A"},{"$error":"#N/A"},{"$error":"#N/A"},{"$error":"#N/A"},{"$error":"#N/A"},{"$error":"#N/A"},{"$error":"#N/A"},{"$error":"#N/A"},{"$error":"#N/A"},{"$error":"#N/A"},{"$error":"#N/A"},{"$error":"#N/A"},{"$error":"#N/A"},{"$error":"#N/A"},{"$error":"#N/A"},{"$error":"#N/A"},{"$error":"#N/A"},{"$error":"#N/A"},{"$error":"#N/A"},{"$error":"#N/A"},{"$error":"#N/A"},{"$error":"#N/A"},false,{"$error":"#N/A"},{"$error":"#N/A"},{"$error":"#N/A"},{"$error":"#N/A"},{"$error":"#N/A"},{"$error":"#N/A"},{"$error":"#N/A"},{"$error":"#N/A"},{"$error":"#N/A"},{"$error":"#N/A"},{"$error":"#N/A"},{"$error":"#N/A"},{"$error":"#N/A"},{"$error":"#N/A"},{"$error":"#N/A"},{"$error":"#N/A"}]
[10,20,0,90.000002656260094,267.10001528745198,0,0,0,{"$error":"#N/A"},{"$error":"#N/A"},{"$error":"#N/A"},{"$error":"#N/A"},{"$error":"#N/A"},{"$error":"#N/A"},{"$error":"#N/A"},{"$error":"#N/A"},{"$error":"#N/A"},{"$error":"#N/A"},{"$error":"#N/A"},{"$error":"#N/A"},{"$error":"#N/A"},{"$error":"#N/A"},{"$error":"#N/A"},{"$error":"#N/A"},{"$error":"#N/A"},{"$error":"#N/A"},{"$error":"#N/A"},{"$error":"#N/A"},{"$error":"#N/A"},{"$error":"#N/A"},{"$error":"#N/A"},{"$error":"#N/A"},{"$error":"#N/A"},{"$error":"#N/A"},{"$error":"#N/A"},{"$error":"#N/A"},{"$error":"#N/A"},{"$error":"#N/A"},{"$error":"#N/A"},{"$error":"#N/A"},{"$error":"#N/A"},{"$error":"#N/A"},{"$error":"#N/A"},{"$error":"#N/A"},{"$error":"#N/A"},false,{"$error":"#N/A"},{"$error":"#N/A"},{"$error":"#N/A"},{"$error":"#N/A"},{"$error":"#N/A"},{"$error":"#N/A"},{"$error":"#N/A"},{"$error":"#N/A"},{"$error":"#N/A"},{"$error":"#N/A"},{"$error":"#N/A"},{"$error":"#N/A"},{"$error":"#N/A"},{"$error":"#N/A"},{"$error":"#N/A"},{"$error":"#N/A"}]
[10,21,0,90.000002656260094,277.29999758512798,0,0,0,{"$error":"#N/A"},{"$error":"#N/A"},{"$error":"#N/A"},{"$error":"#N/A"},{"$error":"#N/A"},{"$error":"#N/A"},{"$error":"#N/A"},{"$error":"#N/A"},{"$error":"#N/A"},{"$error":"#N/A"},{"$error":"#N/A"},{"$error":"#N/A"},{"$error":"#N/A"},{"$error":"#N/A"},{"$error":"#N/A"},{"$error":"#N/A"},{"$error":"#N/A"},{"$error":"#N/A"},{"$error":"#N/A"},{"$error":"#N/A"},{"$error":"#N/A"},{"$error":"#N/A"},{"$error":"#N/A"},{"$error":"#N/A"},{"$error":"#N/A"},{"$error":"#N/A"},{"$error":"#N/A"},{"$error":"#N/A"},{"$error":"#N/A"},{"$error":"#N/A"},{"$error":"#N/A"},{"$error":"#N/A"},{"$error":"#N/A"},{"$error":"#N/A"},{"$error":"#N/A"},{"$error":"#N/A"},{"$error":"#N/A"},false,{"$error":"#N/A"},{"$error":"#N/A"},{"$error":"#N/A"},{"$error":"#N/A"},{"$error":"#N/A"},{"$error":"#N/A"},{"$error":"#N/A"},{"$error":"#N/A"},{"$error":"#N/A"},{"$error":"#N/A"},{"$error":"#N/A"},{"$error":"#N/A"},{"$error":"#N/A"},{"$error":"#N/A"},{"$error":"#N/A"},{"$error":"#N/A"}]
[10,22,0,90.000002656260094,290.29997616617101,0,0,0,{"$error":"#N/A"},{"$error":"#N/A"},{"$error":"#N/A"},{"$error":"#N/A"},{"$error":"#N/A"},{"$error":"#N/A"},{"$error":"#N/A"},{"$error":"#N/A"},{"$error":"#N/A"},{"$error":"#N/A"},{"$error":"#N/A"},{"$error":"#N/A"},{"$error":"#N/A"},{"$error":"#N/A"},{"$error":"#N/A"},{"$error":"#N/A"},{"$error":"#N/A"},{"$error":"#N/A"},{"$error":"#N/A"},{"$error":"#N/A"},{"$error":"#N/A"},{"$error":"#N/A"},{"$error":"#N/A"},{"$error":"#N/A"},{"$error":"#N/A"},{"$error":"#N/A"},{"$error":"#N/A"},{"$error":"#N/A"},{"$error":"#N/A"},{"$error":"#N/A"},{"$error":"#N/A"},{"$error":"#N/A"},{"$error":"#N/A"},{"$error":"#N/A"},{"$error":"#N/A"},{"$error":"#N/A"},{"$error":"#N/A"},false,{"$error":"#N/A"},{"$error":"#N/A"},{"$error":"#N/A"},{"$error":"#N/A"},{"$error":"#N/A"},{"$error":"#N/A"},{"$error":"#N/A"},{"$error":"#N/A"},{"$error":"#N/A"},{"$error":"#N/A"},{"$error":"#N/A"},{"$error":"#N/A"},{"$error":"#N/A"},{"$error":"#N/A"},{"$error":"#N/A"},{"$error":"#N/A"}]
[10,23,0,90.000002656260094,309.29997176197998,0,0,0,{"$error":"#N/A"},{"$error":"#N/A"},{"$error":"#N/A"},{"$error":"#N/A"},{"$error":"#N/A"},{"$error":"#N/A"},{"$error":"#N/A"},{"$error":"#N/A"},{"$error":"#N/A"},{"$error":"#N/A"},{"$error":"#N/A"},{"$error":"#N/A"},{"$error":"#N/A"},{"$error":"#N/A"},{"$error":"#N/A"},{"$error":"#N/A"},{"$error":"#N/A"},{"$error":"#N/A"},{"$error":"#N/A"},{"$error":"#N/A"},{"$error":"#N/A"},{"$error":"#N/A"},{"$error":"#N/A"},{"$error":"#N/A"},{"$error":"#N/A"},{"$error":"#N/A"},{"$error":"#N/A"},{"$error":"#N/A"},{"$error":"#N/A"},{"$error":"#N/A"},{"$error":"#N/A"},{"$error":"#N/A"},{"$error":"#N/A"},{"$error":"#N/A"},{"$error":"#N/A"},{"$error":"#N/A"},{"$error":"#N/A"},false,{"$error":"#N/A"},{"$error":"#N/A"},{"$error":"#N/A"},{"$error":"#N/A"},{"$error":"#N/A"},{"$error":"#N/A"},{"$error":"#N/A"},{"$error":"#N/A"},{"$error":"#N/A"},{"$error":"#N/A"},{"$error":"#N/A"},{"$error":"#N/A"},{"$error":"#N/A"},{"$error":"#N/A"},{"$error":"#N/A"},{"$error":"#N/A"}]
[11,0,0,90.000002656260094,339.99999276534402,0,0,0,{"$error":"#N/A"},{"$error":"#N/A"},{"$error":"#N/A"},{"$error":"#N/A"},{"$error":"#N/A"},{"$error":"#N/A"},{"$error":"#N/A"},{"$error":"#N/A"},{"$error":"#N/A"},{"$error":"#N/A"},{"$error":"#N/A"},{"$error":"#N/A"},{"$error":"#N/A"},{"$error":"#N/A"},{"$error":"#N/A"},{"$error":"#N/A"},{"$error":"#N/A"},{"$error":"#N/A"},{"$error":"#N/A"},{"$error":"#N/A"},{"$error":"#N/A"},{"$error":"#N/A"},{"$error":"#N/A"},{"$error":"#N/A"},{"$error":"#N/A"},{"$error":"#N/A"},{"$error":"#N/A"},{"$error":"#N/A"},{"$error":"#N/A"},{"$error":"#N/A"},{"$error":"#N/A"},{"$error":"#N/A"},{"$error":"#N/A"},{"$error":"#N/A"},{"$error":"#N/A"},{"$error":"#N/A"},{"$error":"#N/A"},false,{"$error":"#N/A"},{"$error":"#N/A"},{"$error":"#N/A"},{"$error":"#N/A"},{"$error":"#N/A"},{"$error":"#N/A"},{"$error":"#N/A"},{"$error":"#N/A"},{"$error":"#N/A"},{"$error":"#N/A"},{"$error":"#N/A"},{"$error":"#N/A"},{"$error":"#N/A"},{"$error":"#N/A"},{"$error":"#N/A"},{"$error":"#N/A"}]
[11,1,0,90.000002656260094,19.899993533851301,0,0,0,{"$error":"#N/A"},{"$error":"#N/A"},{"$error":"#N/A"},{"$error":"#N/A"},{"$error":"#N/A"},{"$error":"#N/A"},{"$error":"#N/A"},{"$error":"#N/A"},{"$error":"#N/A"},{"$error":"#N/A"},{"$error":"#N/A"},{"$error":"#N/A"},{"$error":"#N/A"},{"$error":"#N/A"},{"$error":"#N/A"},{"$error":"#N/A"},{"$error":"#N/A"},{"$error":"#N/A"},{"$error":"#N/A"},{"$error":"#N/A"},{"$error":"#N/A"},{"$error":"#N/A"},{"$error":"#N/A"},{"$error":"#N/A"},{"$error":"#N/A"},{"$error":"#N/A"},{"$error":"#N/A"},{"$error":"#N/A"},{"$error":"#N/A"},{"$error":"#N/A"},{"$error":"#N/A"},{"$error":"#N/A"},{"$error":"#N/A"},{"$error":"#N/A"},{"$error":"#N/A"},{"$error":"#N/A"},{"$error":"#N/A"},false,{"$error":"#N/A"},{"$error":"#N/A"},{"$error":"#N/A"},{"$error":"#N/A"},{"$error":"#N/A"},{"$error":"#N/A"},{"$error":"#N/A"},{"$error":"#N/A"},{"$error":"#N/A"},{"$error":"#N/A"},{"$error":"#N/A"},{"$error":"#N/A"},{"$error":"#N/A"},{"$error":"#N/A"},{"$error":"#N/A"},{"$error":"#N/A"}]
[11,2,0,90.000002656260094,50.600003608911997,0,0,0,{"$error":"#N/A"},{"$error":"#N/A"},{"$error":"#N/A"},{"$error":"#N/A"},{"$error":"#N/A"},{"$error":"#N/A"},{"$error":"#N/A"},{"$error":"#N/A"},{"$error":"#N/A"},{"$error":"#N/A"},{"$error":"#N/A"},{"$error":"#N/A"},{"$error":"#N/A"},{"$error":"#N/A"},{"$error":"#N/A"},{"$error":"#N/A"},{"$error":"#N/A"},{"$error":"#N/A"},{"$error":"#N/A"},{"$error":"#N/A"},{"$error":"#N/A"},{"$error":"#N/A"},{"$error":"#N/A"},{"$error":"#N/A"},{"$error":"#N/A"},{"$error":"#N/A"},{"$error":"#N/A"},{"$error":"#N/A"},{"$error":"#N/A"},{"$error":"#N/A"},{"$error":"#N/A"},{"$error":"#N/A"},{"$error":"#N/A"},{"$error":"#N/A"},{"$error":"#N/A"},{"$error":"#N/A"},{"$error":"#N/A"},false,{"$error":"#N/A"},{"$error":"#N/A"},{"$error":"#N/A"},{"$error":"#N/A"},{"$error":"#N/A"},{"$error":"#N/A"},{"$error":"#N/A"},{"$error":"#N/A"},{"$error":"#N/A"},{"$error":"#N/A"},{"$error":"#N/A"},{"$error":"#N/A"},{"$error":"#N/A"},{"$error":"#N/A"},{"$error":"#N/A"},{"$error":"#N/A"}]
[11,3,0,90.000002656260094,69.599994347697304,0,0,0,{"$error":"#N/A"},{"$error":"#N/A"},{"$error":"#N/A"},{"$error":"#N/A"},{"$error":"#N/A"},{"$error":"#N/A"},{"$error":"#N/A"},{"$error":"#N/A"},{"$error":"#N/A"},{"$error":"#N/A"},{"$error":"#N/A"},{"$error":"#N/A"},{"$error":"#N/A"},{"$error":"#N/A"},{"$error":"#N/A"},{"$error":"#N/A"},{"$error":"#N/A"},{"$error":"#N/A"},{"$error":"#N/A"},{"$error":"#N/A"},{"$error":"#N/A"},{"$error":"#N/A"},{"$error":"#N/A"},{"$error":"#N/A"},{"$error":"#N/A"},{"$error":"#N/A"},{"$error":"#N/A"},{"$error":"#N/A"},{"$error":"#N/A"},{"$error":"#N/A"},{"$error":"#N/A"},{"$error":"#N/A"},{"$error":"#N/A"},{"$error":"#N/A"},{"$error":"#N/A"},{"$error":"#N/A"},{"$error":"#N/A"},false,{"$error":"#N/A"},{"$error":"#N/A"},{"$error":"#N/A"},{"$error":"#N/A"},{"$error":"#N/A"},{"$error":"#N/A"},{"$error":"#N/A"},{"$error":"#N/A"},{"$error":"#N/A"},{"$error":"#N/A"},{"$error":"#N/A"},{"$error":"#N/A"},{"$error":"#N/A"},{"$error":"#N/A"},{"$error":"#N/A"},{"$error":"#N/A"}]
[11,4,0,90.000002656260094,82.599997213858003,0,0,0,{"$error":"#N/A"},{"$error":"#N/A"},{"$error":"#N/A"},{"$error":"#N/A"},{"$error":"#N/A"},{"$error":"#N/A"},{"$error":"#N/A"},{"$error":"#N/A"},{"$error":"#N/A"},{"$error":"#N/A"},{"$error":"#N/A"},{"$error":"#N/A"},{"$error":"#N/A"},{"$error":"#N/A"},{"$error":"#N/A"},{"$error":"#N/A"},{"$error":"#N/A"},{"$error":"#N/A"},{"$error":"#N/A"},{"$error":"#N/A"},{"$error":"#N/A"},{"$error":"#N/A"},{"$error":"#N/A"},{"$error":"#N/A"},{"$error":"#N/A"},{"$error":"#N/A"},{"$error":"#N/A"},{"$error":"#N/A"},{"$error":"#N/A"},{"$error":"#N/A"},{"$error":"#N/A"},{"$error":"#N/A"},{"$error":"#N/A"},{"$error":"#N/A"},{"$error":"#N/A"},{"$error":"#N/A"},{"$error":"#N/A"},false,{"$error":"#N/A"},{"$error":"#N/A"},{"$error":"#N/A"},{"$error":"#N/A"},{"$error":"#N/A"},{"$error":"#N/A"},{"$error":"#N/A"},{"$error":"#N/A"},{"$error":"#N/A"},{"$error":"#N/A"},{"$error":"#N/A"},{"$error":"#N/A"},{"$error":"#N/A"},{"$error":"#N/A"},{"$error":"#N/A"},{"$error":"#N/A"}]
[11,5,0,90.000002656260094,92.800008653674496,0,0,0,{"$error":"#N/A"},{"$error":"#N/A"},{"$error":"#N/A"},{"$error":"#N/A"},{"$error":"#N/A"},{"$error":"#N/A"},{"$error":"#N/A"},{"$error":"#N/A"},{"$error":"#N/A"},{"$error":"#N/A"},{"$error":"#N/A"},{"$error":"#N/A"},{"$error":"#N/A"},{"$error":"#N/A"},{"$error":"#N/A"},{"$error":"#N/A"},{"$error":"#N/A"},{"$error":"#N/A"},{"$error":"#N/A"},{"$error":"#N/A"},{"$error":"#N/A"},{"$error":"#N/A"},{"$error":"#N/A"},{"$error":"#N/A"},{"$error":"#N/A"},{"$error":"#N/A"},{"$error":"#N/A"},{"$error":"#N/A"},{"$error":"#N/A"},{"$error":"#N/A"},{"$error":"#N/A"},{"$error":"#N/A"},{"$error":"#N/A"},{"$error":"#N/A"},{"$error":"#N/A"},{"$error":"#N/A"},{"$error":"#N/A"},false,{"$error":"#N/A"},{"$error":"#N/A"},{"$error":"#N/A"},{"$error":"#N/A"},{"$error":"#N/A"},{"$error":"#N/A"},{"$error":"#N/A"},{"$error":"#N/A"},{"$error":"#N/A"},{"$error":"#N/A"},{"$error":"#N/A"},{"$error":"#N/A"},{"$error":"#N/A"},{"$error":"#N/A"},{"$error":"#N/A"},{"$error":"#N/A"}]
[11,6,0,90.000002656260094,102.40000284953901,0,0,0,{"$error":"#N/A"},{"$error":"#N/A"},{"$error":"#N/A"},{"$error":"#N/A"},{"$error":"#N/A"},{"$error":"#N/A"},{"$error":"#N/A"},{"$error":"#N/A"},{"$error":"#N/A"},{"$error":"#N/A"},{"$error":"#N/A"},{"$error":"#N/A"},{"$error":"#N/A"},{"$error":"#N/A"},{"$error":"#N/A"},{"$error":"#N/A"},{"$error":"#N/A"},{"$error":"#N/A"},{"$error":"#N/A"},{"$error":"#N/A"},{"$error":"#N/A"},{"$error":"#N/A"},{"$error":"#N/A"},{"$error":"#N/A"},{"$error":"#N/A"},{"$error":"#N/A"},{"$error":"#N/A"},{"$error":"#N/A"},{"$error":"#N/A"},{"$error":"#N/A"},{"$error":"#N/A"},{"$error":"#N/A"},{"$error":"#N/A"},{"$error":"#N/A"},{"$error":"#N/A"},{"$error":"#N/A"},{"$error":"#N/A"},false,{"$error":"#N/A"},{"$error":"#N/A"},{"$error":"#N/A"},{"$error":"#N/A"},{"$error":"#N/A"},{"$error":"#N/A"},{"$error":"#N/A"},{"$error":"#N/A"},{"$error":"#N/A"},{"$error":"#N/A"},{"$error":"#N/A"},{"$error":"#N/A"},{"$error":"#N/A"},{"$error":"#N/A"},{"$error":"#N/A"},{"$error":"#N/A"}]
[11,7,0,90.000002656260094,111.60000173951499,0,0,0,{"$error":"#N/A"},{"$error":"#N/A"},{"$error":"#N/A"},{"$error":"#N/A"},{"$error":"#N/A"},{"$error":"#N/A"},{"$error":"#N/A"},{"$error":"#N/A"},{"$error":"#N/A"},{"$error":"#N/A"},{"$error":"#N/A"},{"$error":"#N/A"},{"$error":"#N/A"},{"$error":"#N/A"},{"$error":"#N/A"},{"$error":"#N/A"},{"$error":"#N/A"},{"$error":"#N/A"},{"$error":"#N/A"},{"$error":"#N/A"},{"$error":"#N/A"},{"$error":"#N/A"},{"$error":"#N/A"},{"$error":"#N/A"},{"$error":"#N/A"},{"$error":"#N/A"},{"$error":"#N/A"},{"$error":"#N/A"},{"$error":"#N/A"},{"$error":"#N/A"},{"$error":"#N/A"},{"$error":"#N/A"},{"$error":"#N/A"},{"$error":"#N/A"},{"$error":"#N/A"},{"$error":"#N/A"},{"$error":"#N/A"},false,{"$error":"#N/A"},{"$error":"#N/A"},{"$error":"#N/A"},{"$error":"#N/A"},{"$error":"#N/A"},{"$error":"#N/A"},{"$error":"#N/A"},{"$error":"#N/A"},{"$error":"#N/A"},{"$error":"#N/A"},{"$error":"#N/A"},{"$error":"#N/A"},{"$error":"#N/A"},{"$error":"#N/A"},{"$error":"#N/A"},{"$error":"#N/A"}]
[11,8,0,89.099996218426597,120.99999342541101,5,5,0,1,{"$error":"#N/A"},{"$error":"#N/A"},{"$error":"#N/A"},{"$error":"#N/A"},{"$error":"#N/A"},{"$error":"#N/A"},{"$error":"#N/A"},{"$error":"#N/A"},{"$error":"#N/A"},{"$error":"#N/A"},{"$error":"#N/A"},{"$error":"#N/A"},{"$error":"#N/A"},{"$error":"#N/A"},{"$error":"#N/A"},{"$error":"#N/A"},{"$error":"#N/A"},{"$error":"#N/A"},{"$error":"#N/A"},{"$error":"#N/A"},{"$error":"#N/A"},{"$error":"#N/A"},{"$error":"#N/A"},{"$error":"#N/A"},{"$error":"#N/A"},{"$error":"#N/A"},{"$error":"#N/A"},{"$error":"#N/A"},{"$error":"#N/A"},{"$error":"#N/A"},{"$error":"#N/A"},{"$error":"#N/A"},{"$error":"#N/A"},{"$error":"#N/A"},{"$error":"#N/A"},{"$error":"#N/A"},false,{"$error":"#N/A"},{"$error":"#N/A"},{"$error":"#N/A"},{"$error":"#N/A"},{"$error":"#N/A"},{"$error":"#N/A"},{"$error":"#N/A"},{"$error":"#N/A"},{"$error":"#N/A"},{"$error":"#N/A"},{"$error":"#N/A"},{"$error":"#N/A"},{"$error":"#N/A"},{"$error":"#N/A"},{"$error":"#N/A"},{"$error":"#N/A"}]
[11,9,0,80.099999838419293,131.800002681086,143,37,616.53314,0.25874125999999997,3.2119995117187701,1320.7484999999999,1416.7596000000001,1404.0532000000001,1.0537100000000001E-2,2.7589999999999998E-4,3.2390075683593902,1285.4733000000001,1378.8411000000001,1367.7945999999999,1.0543100999999999E-2,0,3.1899963378906402,1328.4961000000001,1425.1552999999999,1412.3252,1.05419E-2,3.3030000000000001E-4,3.2149902343750201,1311.1917000000001,1406.5066999999999,1394.6297999999999,1.05387E-2,2.0129999E-4,3.2229858398437701,1315.1774,1410.7428,1397.7946999999999,1.0539400000000001E-2,2.308E-4,3.2019897460937701,1308.1493,1403.3052,1391.002,1.0533000000000001E-2,1.8369999999999999E-4,true,0.89686351869435221,51.125265392781301,23.736728237791933,64.083465677271036,16.469875870420836,75.3,39.191736136281264,0.80114380112401273,3.7514219140561105,33.906249999998387,28.906249999998391,3.0364276428773707E-2,4.5532589001973101E-2,2.7441410101633235,2.7500268159978689,2.6508804757673499]
[11,10,0,72.5000016000958,143.79999785442899,284,46,791.47125000000005,0.16197184000000001,10.9779907226562,3031.5142000000001,3171.3757000000001,3158.7669999999998,2.3325499999999999E-2,5.5500000000000005E-4,11.0490051269531,2958.1127999999999,3094.0039999999999,3082.4104000000002,2.3317600000000001E-2,0,10.9630065917968,3039.7820000000002,3180.1785,3167.627,2.3335000000000002E-2,6.0860000000000005E-4,10.985009765625,3008.6242999999999,3147.3813,3135.8847999999998,2.3301200000000001E-2,4.036E-4,11.0110107421875,3012.3726000000001,3151.0702999999999,3137.8499000000002,2.3297600000000002E-2,4.3580000000000002E-4,10.9869934082031,3002.8825999999999,3141.3780000000002,3129.8047000000001,2.32757E-2,3.8509999999999998E-4,true,0.39757824971668371,64.082840236686351,23.648915187376726,50.792864222001995,8.8070982582977297,75.3,43.027927927927919,0.37471186204024615,0.98389328091381456,47.077625570774835,31.643835616437965,0.14505690694042173,4.0711377758739786E-2,2.4813590610878733,2.5006981245014601,2.4771717614240991]
[11,11,0,67.000005431321398,157.60000590343901,394,50,880.40093999999999,0.12690355,12.7719970703125,2885.4445999999998,3001.8193000000001,2983.1444999999999,2.1814200999999998E-2,9.4689999999999998E-4,12.8940063476562,2760.7446,2871.1442999999999,2856.5454,2.1807199999999999E-2,0,12.74599609375,2898.39,3015.5430000000001,2997.8771999999999,2.1819100000000001E-2,1.0411999999999999E-3,12.78701171875,2862.4270000000001,2977.7658999999999,2960.7892999999999,2.1792499999999999E-2,7.9239999999999996E-4,12.8019958496093,2871.3726000000001,2986.9301999999998,2968.3960000000002,2.1804899999999999E-2,8.4849999999999997E-4,12.6360107421875,2834.4236000000001,2950.0771,2935.2321999999999,2.17264E-2,6.445E-4,true,0.622116061416496,39.446078431372541,27.249999999999996,31.39828369510349,9.0568574721475166,75.3,24.037491815397612,0.50846974148948065,2.7317724850956902,31.808917197452562,28.420382165605169,0.12206034186073023,2.2452805111128349E-2,4.5168973616755359,4.5513212275677049,4.4318952536164806]
[11,12,0,64.099998178922903,172.59999987011801,451,51,915.74720000000002,0.11308203999999999,13.9320007324218,2556.7415000000001,2650.4502000000002,2629.7759999999998,1.8807899999999999E-2,1.4400999999999999E-3,14.1039978027343,2369.136,2454.8289,2437.6118000000001,1.8815900999999999E-2,0,13.8860107421875,2578.9114,2673.8145,2652.3687,1.8817899999999999E-2,1.5996000000000001E-3,13.9349914550781,2539.9135999999999,2633.0129999999999,2614.1846,1.88113E-2,1.3082E-3,13.9729858398437,2554.6723999999999,2647.962,2628.1129999999998,1.8822200000000001E-2,1.4104E-3,13.693994140625,2493.7492999999999,2587.1875,2568.2539999999999,1.8795300000000001E-2,9.7159999999999998E-4,true,0.78002597445522204,34.311759343664541,27.670920692798539,22.274881516587676,9.9712428107026856,75.3,14.060134712867162,0.70135641632701351,1.1061045850843458,28.401486988846749,25.947955390334108,3.5085294477243956E-2,5.3140892448144683E-2,7.9187307102673774,7.9688364431427479,7.8832979065821593]
[11,13,0,64.099998178922903,187.399991326828,448,50,911.16845999999998,0.11160713999999999,14.8739868164062,2540.2431999999999,2625.5032000000001,2603.558,1.86915E-2,1.4306E-3,15.0410095214843,2354.4286999999999,2432.3242,2415.4976000000001,1.8703600000000001E-2,0,14.839013671875,2561.9836,2648.2406999999998,2625.3314999999998,1.87008E-2,1.5874000000000001E-3,14.8760009765625,2523.8820000000001,2608.5972000000002,2588.7514999999999,1.8697600000000002E-2,1.2997E-3,14.8929992675781,2537.2712000000001,2622.2687999999998,2603.6296000000002,1.8699899999999998E-2,1.3996E-3,14.6469970703125,2476.3739999999998,2561.4079999999999,2540.3996999999999,1.8669499999999999E-2,9.6489999999999998E-4,true,0.83584739108297845,34.320220841959973,27.701863354037265,22.135877510194678,9.8777875771702277,75.3,14.065496994268139,0.69179100384726144,2.0262246816691047,30.296052631579474,29.243421052632645,1.7114495978076683E-2,4.9730492813138127E-2,7.8921268671249187,7.9421567240090809,7.7855759409572514]
[11,14,0,67.000005431321398,202.399995007554,391,49,875.28229999999996,0.12531969000000001,16.808984375000001,2863.6113,2941.1907000000001,2923.5832999999998,2.1652500000000002E-2,9.4160000000000001E-4,16.943994140625001,2739.8483999999999,2812.9452999999999,2798.1156999999998,2.1647300000000001E-2,0,16.786004638671798,2878.6475,2956.846,2939.8209999999999,2.1676999999999998E-2,1.0323000000000001E-3,16.821008300781202,2839.9513999999999,2916.8035,2901.0005000000001,2.16271E-2,7.8589999999999997E-4,16.836999511718702,2850.2172999999998,2927.1867999999999,2912.2824999999998,2.1649601000000001E-2,8.4210000000000003E-4,16.670007324218702,2813.5111999999999,2891.0608000000002,2876.4126000000001,2.1571E-2,6.3980000000000005E-4,true,0.59864870373758228,39.401878398418191,27.221947602570435,31.352589387962858,8.786205560399118,75.3,23.995433305012746,0.52719119707020357,1.7146538353795895,33.485833513568153,27.137313774633796,0.23072903902972008,0.11302301979054796,4.5171440872422055,4.5591146048947433,4.484003288355801]
[11,15,0,72.5000016000958,216.20000305656399,286,46,798.12225000000001,0.16083916000000001,16.010003662109298,3054.6167,3145.2305000000001,3133.1637999999998,2.3501899999999999E-2,5.553E-4,16.097009277343702,2981.1113,3068.7654000000002,3056.2444,2.3493900000000002E-2,0,15.9999938964843,3063.6187,3154.5963999999999,3141.9870000000001,2.3515100000000001E-2,6.1109999999999995E-4,16.029016113281202,3031.9697000000001,3121.7440000000001,3110.6313,2.34802E-2,4.038E-4,16.042993164062501,3035.2334000000001,3124.9735999999998,3113.15,2.3474499999999999E-2,4.3420002000000001E-4,16.015008544921798,3025.5531999999998,3115.288,3104.0933,2.3446700000000001E-2,3.8779999999999999E-4,true,0.38365073720353116,68.124979256474433,23.448274375743804,51.337295690936102,9.1310751104565426,75.3,43.322888528723212,0.40801424572892364,-1.0554975640141764,44.604316546764281,32.050359712230673,0.14863587192612826,5.6134143592845298E-2,2.4657046518189381,2.4917219152692445,2.5167947955994543]
[11,16,0,80.099999838419293,228.19999822990701,144,36,628.16583000000003,0.25,9.5750061035156406,1336.98,1406.0933,1392.8468,1.06604E-2,2.766E-4,9.6000000000000192,1300.3230000000001,1367.4573,1357.0083999999999,1.06566E-2,0,9.5580078125000192,1344.0585000000001,1413.6022,1401.7168999999999,1.0660299999999999E-2,3.3070001999999999E-4,9.5760131835937692,1326.5628999999999,1395.1395,1383.9945,1.06567005E-2,2.006E-4,9.5769897460937692,1330.0001,1398.7488000000001,1387.2050999999999,1.0654800000000001E-2,2.287E-4,9.5760131835937692,1323.2695000000001,1391.681,1379.1836000000001,1.06499E-2,1.8239999999999999E-4,true,0.94207831016618671,52.030241900647937,23.930885529157671,64.855443668993033,16.359243038449168,75.3,39.540853217642805,0.76411161065139621,7.0369551431426736,41.224489795914529,33.87857142856879,3.3776871180712931E-2,-9.3805990450945842E-4,2.8190688005979991,2.8253898677494331,2.6409858627256906]
[11,17,0,89.099996218426597,239.00001719962799,5,5,0,1,{"$error":"#N/A"},{"$error":"#N/A"},{"$error":"#N/A"},{"$error":"#N/A"},{"$error":"#N/A"},{"$error":"#N/A"},{"$error":"#N/A"},{"$error":"#N/A"},{"$error":"#N/A"},{"$error":"#N/A"},{"$error":"#N/A"},{"$error":"#N/A"},{"$error":"#N/A"},{"$error":"#N/A"},{"$error":"#N/A"},{"$error":"#N/A"},{"$error":"#N/A"},{"$error":"#N/A"},{"$error":"#N/A"},{"$error":"#N/A"},{"$error":"#N/A"},{"$error":"#N/A"},{"$error":"#N/A"},{"$error":"#N/A"},{"$error":"#N/A"},{"$error":"#N/A"},{"$error":"#N/A"},{"$error":"#N/A"},{"$error":"#N/A"},{"$error":"#N/A"},{"$error":"#N/A"},{"$error":"#N/A"},{"$error":"#N/A"},{"$error":"#N/A"},{"$error":"#N/A"},{"$error":"#N/A"},false,{"$error":"#N/A"},{"$error":"#N/A"},{"$error":"#N/A"},{"$error":"#N/A"},{"$error":"#N/A"},{"$error":"#N/A"},{"$error":"#N/A"},{"$error":"#N/A"},{"$error":"#N/A"},{"$error":"#N/A"},{"$error":"#N/A"},{"$error":"#N/A"},{"$error":"#N/A"},{"$error":"#N/A"},{"$error":"#N/A"},{"$error":"#N/A"}]
[11,18,0,90.000002656260094,248.39998945743099,0,0,0,{"$error":"#N/A"},{"$error":"#N/A"},{"$error":"#N/A"},{"$error":"#N/A"},{"$error":"#N/A"},{"$error":"#N/A"},{"$error":"#N/A"},{"$error":"#N/A"},{"$error":"#N/A"},{"$error":"#N/A"},{"$error":"#N/A"},{"$error":"#N/A"},{"$error":"#N/A"},{"$error":"#N/A"},{"$error":"#N/A"},{"$error":"#N/A"},{"$error":"#N/A"},{"$error":"#N/A"},{"$error":"#N/A"},{"$error":"#N/A"},{"$error":"#N/A"},{"$error":"#N/A"},{"$error":"#N/A"},{"$error":"#N/A"},{"$error":"#N/A"},{"$error":"#N/A"},{"$error":"#N/A"},{"$error":"#N/A"},{"$error":"#N/A"},{"$error":"#N/A"},{"$error":"#N/A"},{"$error":"#N/A"},{"$error":"#N/A"},{"$error":"#N/A"},{"$error":"#N/A"},{"$error":"#N/A"},{"$error":"#N/A"},{"$f":"IF(ISNUMBER(O263),IF(O263>0,TRUE,FALSE),FALSE)","v":false},{"$f":" 100 * IF(AT263,(L263-M263)/L263,NA())","v":{"$error":"#N/A"}},{"$f":" 100 * IF(AT263, $AS$4 + (AA263 - AS263) * ($AM$4 - $AS$4) /(AM263 - AS263),NA())","v":{"$error":"#N/A"}},{"$f":" 100 * (IF(AT263, $AS$4 + (AG263 - AS263) * ($AM$4 - $AS$4) /(AM263 - AS263),NA()) )","v":{"$error":"#N/A"}},{"$f":" 100 * (IF(AT263,AA263/AG263-1,NA()))","v":{"$error":"#N/A"}},{"$f":" 100 * (IF(AT263,1-O263/AA263,NA()))","v":{"$error":"#N/A"}},{"$f":"IF(AT263,$AZ$5,NA())","v":{"$error":"#N/A"}},{"$error":"#N/A"},{"$f":" 100 * IF(AT263,(R263-S263)/R263,NA())","v":{"$error":"#N/A"}},{"$f":"(AU263-BB263)*BA263","v":{"$error":"#N/A"}},{"$f":" 100 * (IF(AT263, $AS$4 + (Z263 - AR263) * ($AM$4 - $AS$4) /(AL263 - AR263),NA()))","v":{"$error":"#N/A"}},{"$f":" 100 * (IF(AT263, $AS$4 + (AF263 - AR263) * ($AM$4 - $AS$4) /(AL263 - AR263),NA()))","v":{"$error":"#N/A"}},{"$f":" 100 * (IF(AT263,Z263/AF263-1,NA()))","v":{"$error":"#N/A"}},{"$f":" 100 * (IF(AT263,1-N263/Z263,NA()))","v":{"$error":"#N/A"}},{"$f":"100 * IF(AT263,(K263-Q263)/Q263,NA())","v":{"$error":"#N/A"}},{"$error":"#N/A"},{"$error":"#N/A"}]
[11,19,0,90.000002656260094,257.60000777550101,0,0,0,{"$error":"#N/A"},{"$error":"#N/A"},{"$error":"#N/A"},{"$error":"#N/A"},{"$error":"#N/A"},{"$error":"#N/A"},{"$error":"#N/A"},{"$error":"#N/A"},{"$error":"#N/A"},{"$error":"#N/A"},{"$error":"#N/A"},{"$error":"#N/A"},{"$error":"#N/A"},{"$error":"#N/A"},{"$error":"#N/A"},{"$error":"#N/A"},{"$error":"#N/A"},{"$error":"#N/A"},{"$error":"#N/A"},{"$error":"#N/A"},{"$error":"#N/A"},{"$error":"#N/A"},{"$error":"#N/A"},{"$error":"#N/A"},{"$error":"#N/A"},{"$error":"#N/A"},{"$error":"#N/A"},{"$error":"#N/A"},{"$error":"#N/A"},{"$error":"#N/A"},{"$error":"#N/A"},{"$error":"#N/A"},{"$error":"#N/A"},{"$error":"#N/A"},{"$error":"#N/A"},{"$error":"#N/A"},{"$error":"#N/A"},false,{"$error":"#N/A"},{"$error":"#N/A"},{"$error":"#N/A"},{"$error":"#N/A"},{"$error":"#N/A"},{"$error":"#N/A"},{"$f":" IF($AZ$2, 1, AZ264/100) * (1 + N264/O264)","v":{"$error":"#N/A"}},{"$error":"#N/A"},{"$error":"#N/A"},{"$error":"#N/A"},{"$error":"#N/A"},{"$error":"#N/A"},{"$error":"#N/A"},{"$error":"#N/A"},{"$error":"#N/A"},{"$error":"#N/A"}]
[11,20,0,90.000002656260094,267.20001168541199,0,0,0,{"$error":"#N/A"},{"$error":"#N/A"},{"$error":"#N/A"},{"$error":"#N/A"},{"$error":"#N/A"},{"$error":"#N/A"},{"$error":"#N/A"},{"$error":"#N/A"},{"$error":"#N/A"},{"$error":"#N/A"},{"$error":"#N/A"},{"$error":"#N/A"},{"$error":"#N/A"},{"$error":"#N/A"},{"$error":"#N/A"},{"$error":"#N/A"},{"$error":"#N/A"},{"$error":"#N/A"},{"$error":"#N/A"},{"$error":"#N/A"},{"$error":"#N/A"},{"$error":"#N/A"},{"$error":"#N/A"},{"$error":"#N/A"},{"$error":"#N/A"},{"$error":"#N/A"},{"$error":"#N/A"},{"$error":"#N/A"},{"$error":"#N/A"},{"$error":"#N/A"},{"$error":"#N/A"},{"$error":"#N/A"},{"$error":"#N/A"},{"$error":"#N/A"},{"$error":"#N/A"},{"$error":"#N/A"},{"$error":"#N/A"},false,{"$error":"#N/A"},{"$error":"#N/A"},{"$error":"#N/A"},{"$error":"#N/A"},{"$error":"#N/A"},{"$error":"#N/A"},{"$error":"#N/A"},{"$error":"#N/A"},{"$error":"#N/A"},{"$error":"#N/A"},{"$error":"#N/A"},{"$error":"#N/A"},{"$error":"#N/A"},{"$error":"#N/A"},{"$error":"#N/A"},{"$error":"#N/A"}]
[11,21,0,90.000002656260094,277.399993983088,0,0,0,{"$error":"#N/A"},{"$error":"#N/A"},{"$error":"#N/A"},{"$error":"#N/A"},{"$error":"#N/A"},{"$error":"#N/A"},{"$error":"#N/A"},{"$error":"#N/A"},{"$error":"#N/A"},{"$error":"#N/A"},{"$error":"#N/A"},{"$error":"#N/A"},{"$error":"#N/A"},{"$error":"#N/A"},{"$error":"#N/A"},{"$error":"#N/A"},{"$error":"#N/A"},{"$error":"#N/A"},{"$error":"#N/A"},{"$error":"#N/A"},{"$error":"#N/A"},{"$error":"#N/A"},{"$error":"#N/A"},{"$error":"#N/A"},{"$error":"#N/A"},{"$error":"#N/A"},{"$error":"#N/A"},{"$error":"#N/A"},{"$error":"#N/A"},{"$error":"#N/A"},{"$error":"#N/A"},{"$error":"#N/A"},{"$error":"#N/A"},{"$error":"#N/A"},{"$error":"#N/A"},{"$error":"#N/A"},{"$error":"#N/A"},false,{"$error":"#N/A"},{"$error":"#N/A"},{"$error":"#N/A"},{"$error":"#N/A"},{"$error":"#N/A"},{"$error":"#N/A"},{"$error":"#N/A"},{"$error":"#N/A"},{"$error":"#N/A"},{"$error":"#N/A"},{"$error":"#N/A"},{"$error":"#N/A"},{"$error":"#N/A"},{"$error":"#N/A"},{"$error":"#N/A"},{"$error":"#N/A"}]
[11,22,0,90.000002656260094,290.39999199222598,0,0,0,{"$error":"#N/A"},{"$error":"#N/A"},{"$error":"#N/A"},{"$error":"#N/A"},{"$error":"#N/A"},{"$error":"#N/A"},{"$error":"#N/A"},{"$error":"#N/A"},{"$error":"#N/A"},{"$error":"#N/A"},{"$error":"#N/A"},{"$error":"#N/A"},{"$error":"#N/A"},{"$error":"#N/A"},{"$error":"#N/A"},{"$error":"#N/A"},{"$error":"#N/A"},{"$error":"#N/A"},{"$error":"#N/A"},{"$error":"#N/A"},{"$error":"#N/A"},{"$error":"#N/A"},{"$error":"#N/A"},{"$error":"#N/A"},{"$error":"#N/A"},{"$error":"#N/A"},{"$error":"#N/A"},{"$error":"#N/A"},{"$error":"#N/A"},{"$error":"#N/A"},{"$error":"#N/A"},{"$error":"#N/A"},{"$error":"#N/A"},{"$error":"#N/A"},{"$error":"#N/A"},{"$error":"#N/A"},{"$error":"#N/A"},false,{"$error":"#N/A"},{"$error":"#N/A"},{"$error":"#N/A"},{"$error":"#N/A"},{"$error":"#N/A"},{"$error":"#N/A"},{"$error":"#N/A"},{"$error":"#N/A"},{"$error":"#N/A"},{"$error":"#N/A"},{"$error":"#N/A"},{"$error":"#N/A"},{"$error":"#N/A"},{"$error":"#N/A"},{"$error":"#N/A"},{"$error":"#N/A"}]
[11,23,0,90.000002656260094,309.40000701612797,0,0,0,{"$error":"#N/A"},{"$error":"#N/A"},{"$error":"#N/A"},{"$error":"#N/A"},{"$error":"#N/A"},{"$error":"#N/A"},{"$error":"#N/A"},{"$error":"#N/A"},{"$error":"#N/A"},{"$error":"#N/A"},{"$error":"#N/A"},{"$error":"#N/A"},{"$error":"#N/A"},{"$error":"#N/A"},{"$error":"#N/A"},{"$error":"#N/A"},{"$error":"#N/A"},{"$error":"#N/A"},{"$error":"#N/A"},{"$error":"#N/A"},{"$error":"#N/A"},{"$error":"#N/A"},{"$error":"#N/A"},{"$error":"#N/A"},{"$error":"#N/A"},{"$error":"#N/A"},{"$error":"#N/A"},{"$error":"#N/A"},{"$error":"#N/A"},{"$error":"#N/A"},{"$error":"#N/A"},{"$error":"#N/A"},{"$error":"#N/A"},{"$error":"#N/A"},{"$error":"#N/A"},{"$error":"#N/A"},{"$error":"#N/A"},false,{"$error":"#N/A"},{"$error":"#N/A"},{"$error":"#N/A"},{"$error":"#N/A"},{"$error":"#N/A"},{"$error":"#N/A"},{"$error":"#N/A"},{"$error":"#N/A"},{"$error":"#N/A"},{"$error":"#N/A"},{"$error":"#N/A"},{"$error":"#N/A"},{"$error":"#N/A"},{"$error":"#N/A"},{"$error":"#N/A"},{"$error":"#N/A"}]
[12,0,0,90.000002656260094,340.10000859139802,0,0,0,{"$error":"#N/A"},{"$error":"#N/A"},{"$error":"#N/A"},{"$error":"#N/A"},{"$error":"#N/A"},{"$error":"#N/A"},{"$error":"#N/A"},{"$error":"#N/A"},{"$error":"#N/A"},{"$error":"#N/A"},{"$error":"#N/A"},{"$error":"#N/A"},{"$error":"#N/A"},{"$error":"#N/A"},{"$error":"#N/A"},{"$error":"#N/A"},{"$error":"#N/A"},{"$error":"#N/A"},{"$error":"#N/A"},{"$error":"#N/A"},{"$error":"#N/A"},{"$error":"#N/A"},{"$error":"#N/A"},{"$error":"#N/A"},{"$error":"#N/A"},{"$error":"#N/A"},{"$error":"#N/A"},{"$error":"#N/A"},{"$error":"#N/A"},{"$error":"#N/A"},{"$error":"#N/A"},{"$error":"#N/A"},{"$error":"#N/A"},{"$error":"#N/A"},{"$error":"#N/A"},{"$error":"#N/A"},{"$error":"#N/A"},false,{"$error":"#N/A"},{"$error":"#N/A"},{"$error":"#N/A"},{"$error":"#N/A"},{"$error":"#N/A"},{"$error":"#N/A"},{"$error":"#N/A"},{"$error":"#N/A"},{"$error":"#N/A"},{"$error":"#N/A"},{"$error":"#N/A"},{"$error":"#N/A"},{"$error":"#N/A"},{"$error":"#N/A"},{"$error":"#N/A"},{"$error":"#N/A"}]
[12,1,0,90.000002656260094,19.800003207169802,0,0,0,{"$error":"#N/A"},{"$error":"#N/A"},{"$error":"#N/A"},{"$error":"#N/A"},{"$error":"#N/A"},{"$error":"#N/A"},{"$error":"#N/A"},{"$error":"#N/A"},{"$error":"#N/A"},{"$error":"#N/A"},{"$error":"#N/A"},{"$error":"#N/A"},{"$error":"#N/A"},{"$error":"#N/A"},{"$error":"#N/A"},{"$error":"#N/A"},{"$error":"#N/A"},{"$error":"#N/A"},{"$error":"#N/A"},{"$error":"#N/A"},{"$error":"#N/A"},{"$error":"#N/A"},{"$error":"#N/A"},{"$error":"#N/A"},{"$error":"#N/A"},{"$error":"#N/A"},{"$error":"#N/A"},{"$error":"#N/A"},{"$error":"#N/A"},{"$error":"#N/A"},{"$error":"#N/A"},{"$error":"#N/A"},{"$error":"#N/A"},{"$error":"#N/A"},{"$error":"#N/A"},{"$error":"#N/A"},{"$error":"#N/A"},false,{"$error":"#N/A"},{"$error":"#N/A"},{"$error":"#N/A"},{"$error":"#N/A"},{"$error":"#N/A"},{"$error":"#N/A"},{"$error":"#N/A"},{"$error":"#N/A"},{"$error":"#N/A"},{"$error":"#N/A"},{"$error":"#N/A"},{"$error":"#N/A"},{"$error":"#N/A"},{"$error":"#N/A"},{"$error":"#N/A"},{"$error":"#N/A"}]
[12,2,0,90.000002656260094,50.500002353927897,0,0,0,{"$error":"#N/A"},{"$error":"#N/A"},{"$error":"#N/A"},{"$error":"#N/A"},{"$error":"#N/A"},{"$error":"#N/A"},{"$error":"#N/A"},{"$error":"#N/A"},{"$error":"#N/A"},{"$error":"#N/A"},{"$error":"#N/A"},{"$error":"#N/A"},{"$error":"#N/A"},{"$error":"#N/A"},{"$error":"#N/A"},{"$error":"#N/A"},{"$error":"#N/A"},{"$error":"#N/A"},{"$error":"#N/A"},{"$error":"#N/A"},{"$error":"#N/A"},{"$error":"#N/A"},{"$error":"#N/A"},{"$error":"#N/A"},{"$error":"#N/A"},{"$error":"#N/A"},{"$error":"#N/A"},{"$error":"#N/A"},{"$error":"#N/A"},{"$error":"#N/A"},{"$error":"#N/A"},{"$error":"#N/A"},{"$error":"#N/A"},{"$error":"#N/A"},{"$error":"#N/A"},{"$error":"#N/A"},{"$error":"#N/A"},false,{"$error":"#N/A"},{"$error":"#N/A"},{"$error":"#N/A"},{"$error":"#N/A"},{"$error":"#N/A"},{"$error":"#N/A"},{"$error":"#N/A"},{"$error":"#N/A"},{"$error":"#N/A"},{"$error":"#N/A"},{"$error":"#N/A"},{"$error":"#N/A"},{"$error":"#N/A"},{"$error":"#N/A"},{"$error":"#N/A"},{"$error":"#N/A"}]
[12,3,0,90.000002656260094,69.500002806760094,0,0,0,{"$error":"#N/A"},{"$error":"#N/A"},{"$error":"#N/A"},{"$error":"#N/A"},{"$error":"#N/A"},{"$error":"#N/A"},{"$error":"#N/A"},{"$error":"#N/A"},{"$error":"#N/A"},{"$error":"#N/A"},{"$error":"#N/A"},{"$error":"#N/A"},{"$error":"#N/A"},{"$error":"#N/A"},{"$error":"#N/A"},{"$error":"#N/A"},{"$error":"#N/A"},{"$error":"#N/A"},{"$error":"#N/A"},{"$error":"#N/A"},{"$error":"#N/A"},{"$error":"#N/A"},{"$error":"#N/A"},{"$error":"#N/A"},{"$error":"#N/A"},{"$error":"#N/A"},{"$error":"#N/A"},{"$error":"#N/A"},{"$error":"#N/A"},{"$error":"#N/A"},{"$error":"#N/A"},{"$error":"#N/A"},{"$error":"#N/A"},{"$error":"#N/A"},{"$error":"#N/A"},{"$error":"#N/A"},{"$error":"#N/A"},false,{"$error":"#N/A"},{"$error":"#N/A"},{"$error":"#N/A"},{"$error":"#N/A"},{"$error":"#N/A"},{"$error":"#N/A"},{"$error":"#N/A"},{"$error":"#N/A"},{"$error":"#N/A"},{"$error":"#N/A"},{"$error":"#N/A"},{"$error":"#N/A"},{"$error":"#N/A"},{"$error":"#N/A"},{"$error":"#N/A"},{"$error":"#N/A"}]
[12,4,0,90.000002656260094,82.500000815897295,0,0,0,{"$error":"#N/A"},{"$error":"#N/A"},{"$error":"#N/A"},{"$error":"#N/A"},{"$error":"#N/A"},{"$error":"#N/A"},{"$error":"#N/A"},{"$error":"#N/A"},{"$error":"#N/A"},{"$error":"#N/A"},{"$error":"#N/A"},{"$error":"#N/A"},{"$error":"#N/A"},{"$error":"#N/A"},{"$error":"#N/A"},{"$error":"#N/A"},{"$error":"#N/A"},{"$error":"#N/A"},{"$error":"#N/A"},{"$error":"#N/A"},{"$error":"#N/A"},{"$error":"#N/A"},{"$error":"#N/A"},{"$error":"#N/A"},{"$error":"#N/A"},{"$error":"#N/A"},{"$error":"#N/A"},{"$error":"#N/A"},{"$error":"#N/A"},{"$error":"#N/A"},{"$error":"#N/A"},{"$error":"#N/A"},{"$error":"#N/A"},{"$error":"#N/A"},{"$error":"#N/A"},{"$error":"#N/A"},{"$error":"#N/A"},false,{"$error":"#N/A"},{"$error":"#N/A"},{"$error":"#N/A"},{"$error":"#N/A"},{"$error":"#N/A"},{"$error":"#N/A"},{"$error":"#N/A"},{"$error":"#N/A"},{"$error":"#N/A"},{"$error":"#N/A"},{"$error":"#N/A"},{"$error":"#N/A"},{"$error":"#N/A"},{"$error":"#N/A"},{"$error":"#N/A"},{"$error":"#N/A"}]
[12,5,0,90.000002656260094,92.699992827620093,0,0,0,{"$error":"#N/A"},{"$error":"#N/A"},{"$error":"#N/A"},{"$error":"#N/A"},{"$error":"#N/A"},{"$error":"#N/A"},{"$error":"#N/A"},{"$error":"#N/A"},{"$error":"#N/A"},{"$error":"#N/A"},{"$error":"#N/A"},{"$error":"#N/A"},{"$error":"#N/A"},{"$error":"#N/A"},{"$error":"#N/A"},{"$error":"#N/A"},{"$error":"#N/A"},{"$error":"#N/A"},{"$error":"#N/A"},{"$error":"#N/A"},{"$error":"#N/A"},{"$error":"#N/A"},{"$error":"#N/A"},{"$error":"#N/A"},{"$error":"#N/A"},{"$error":"#N/A"},{"$error":"#N/A"},{"$error":"#N/A"},{"$error":"#N/A"},{"$error":"#N/A"},{"$error":"#N/A"},{"$error":"#N/A"},{"$error":"#N/A"},{"$error":"#N/A"},{"$error":"#N/A"},{"$error":"#N/A"},{"$error":"#N/A"},false,{"$error":"#N/A"},{"$error":"#N/A"},{"$error":"#N/A"},{"$error":"#N/A"},{"$error":"#N/A"},{"$error":"#N/A"},{"$error":"#N/A"},{"$error":"#N/A"},{"$error":"#N/A"},{"$error":"#N/A"},{"$error":"#N/A"},{"$error":"#N/A"},{"$error":"#N/A"},{"$error":"#N/A"},{"$error":"#N/A"},{"$error":"#N/A"}]
[12,6,0,90.000002656260094,102.00000754365,0,0,0,{"$error":"#N/A"},{"$error":"#N/A"},{"$error":"#N/A"},{"$error":"#N/A"},{"$error":"#N/A"},{"$error":"#N/A"},{"$error":"#N/A"},{"$error":"#N/A"},{"$error":"#N/A"},{"$error":"#N/A"},{"$error":"#N/A"},{"$error":"#N/A"},{"$error":"#N/A"},{"$error":"#N/A"},{"$error":"#N/A"},{"$error":"#N/A"},{"$error":"#N/A"},{"$error":"#N/A"},{"$error":"#N/A"},{"$error":"#N/A"},{"$error":"#N/A"},{"$error":"#N/A"},{"$error":"#N/A"},{"$error":"#N/A"},{"$error":"#N/A"},{"$error":"#N/A"},{"$error":"#N/A"},{"$error":"#N/A"},{"$error":"#N/A"},{"$error":"#N/A"},{"$error":"#N/A"},{"$error":"#N/A"},{"$error":"#N/A"},{"$error":"#N/A"},{"$error":"#N/A"},{"$error":"#N/A"},{"$error":"#N/A"},false,{"$error":"#N/A"},{"$error":"#N/A"},{"$error":"#N/A"},{"$error":"#N/A"},{"$error":"#N/A"},{"$error":"#N/A"},{"$error":"#N/A"},{"$error":"#N/A"},{"$error":"#N/A"},{"$error":"#N/A"},{"$error":"#N/A"},{"$error":"#N/A"},{"$error":"#N/A"},{"$error":"#N/A"},{"$error":"#N/A"},{"$error":"#N/A"}]
[12,7,0,90.000002656260094,111.499995627507,0,0,0,{"$error":"#N/A"},{"$error":"#N/A"},{"$error":"#N/A"},{"$error":"#N/A"},{"$error":"#N/A"},{"$error":"#N/A"},{"$error":"#N/A"},{"$error":"#N/A"},{"$error":"#N/A"},{"$error":"#N/A"},{"$error":"#N/A"},{"$error":"#N/A"},{"$error":"#N/A"},{"$error":"#N/A"},{"$error":"#N/A"},{"$error":"#N/A"},{"$error":"#N/A"},{"$error":"#N/A"},{"$error":"#N/A"},{"$error":"#N/A"},{"$error":"#N/A"},{"$error":"#N/A"},{"$error":"#N/A"},{"$error":"#N/A"},{"$error":"#N/A"},{"$error":"#N/A"},{"$error":"#N/A"},{"$error":"#N/A"},{"$error":"#N/A"},{"$error":"#N/A"},{"$error":"#N/A"},{"$error":"#N/A"},{"$error":"#N/A"},{"$error":"#N/A"},{"$error":"#N/A"},{"$error":"#N/A"},{"$error":"#N/A"},false,{"$error":"#N/A"},{"$error":"#N/A"},{"$error":"#N/A"},{"$error":"#N/A"},{"$error":"#N/A"},{"$error":"#N/A"},{"$error":"#N/A"},{"$error":"#N/A"},{"$error":"#N/A"},{"$error":"#N/A"},{"$error":"#N/A"},{"$error":"#N/A"},{"$error":"#N/A"},{"$error":"#N/A"},{"$error":"#N/A"},{"$error":"#N/A"}]
[12,8,0,88.999999820465902,120.900006741498,5,5,0,1,{"$error":"#N/A"},{"$error":"#N/A"},{"$error":"#N/A"},{"$error":"#N/A"},{"$error":"#N/A"},{"$error":"#N/A"},{"$error":"#N/A"},{"$error":"#N/A"},{"$error":"#N/A"},{"$error":"#N/A"},{"$error":"#N/A"},{"$error":"#N/A"},{"$error":"#N/A"},{"$error":"#N/A"},{"$error":"#N/A"},{"$error":"#N/A"},{"$error":"#N/A"},{"$error":"#N/A"},{"$error":"#N/A"},{"$error":"#N/A"},{"$error":"#N/A"},{"$error":"#N/A"},{"$error":"#N/A"},{"$error":"#N/A"},{"$error":"#N/A"},{"$error":"#N/A"},{"$error":"#N/A"},{"$error":"#N/A"},{"$error":"#N/A"},{"$error":"#N/A"},{"$error":"#N/A"},{"$error":"#N/A"},{"$error":"#N/A"},{"$error":"#N/A"},{"$error":"#N/A"},{"$error":"#N/A"},false,{"$error":"#N/A"},{"$error":"#N/A"},{"$error":"#N/A"},{"$error":"#N/A"},{"$error":"#N/A"},{"$error":"#N/A"},{"$error":"#N/A"},{"$error":"#N/A"},{"$error":"#N/A"},{"$error":"#N/A"},{"$error":"#N/A"},{"$error":"#N/A"},{"$error":"#N/A"},{"$error":"#N/A"},{"$error":"#N/A"},{"$error":"#N/A"}]
[12,9,0,79.900002185474506,131.699996569078,140,40,570.23379999999997,0.28571429999999998,2.8929992675781402,1278.1364000000001,1372.4338,1361.1316999999999,1.02147E-2,2.722E-4,2.9240051269531402,1243.3219999999999,1334.9572000000001,1325.0808999999999,1.02206E-2,0,2.8720031738281402,1285.5437999999999,1380.4718,1368.9625000000001,1.0219799999999999E-2,3.2400000000000001E-4,2.8980041503906402,1269.07,1362.6929,1352.1325999999999,1.02159E-2,2.0129999999999999E-4,2.9030090332031402,1273.8462999999999,1367.7891,1356.2665999999999,1.02173E-2,2.3690000000000001E-4,2.8770080566406402,1266.4822999999999,1359.9973,1348.9978000000001,1.02107E-2,1.8709999999999999E-4,true,0.82350784423992685,47.489959839357418,22.851405622489956,60.95380029806261,15.987654320987655,75.3,38.526451138868481,0.73982147142995502,3.2241389530525111,33.787878787876913,27.878787878787559,3.8175784806027124E-2,4.9903129219741604E-2,2.8001113146876038,2.8073259577160945,2.7206489807527965]
[12,10,0,72.400000345111707,143.79999785442899,277,47,760.65764999999999,0.1696751,10.8219848632812,2933.1687000000002,3070.1104,3058.2017000000001,2.25805E-2,5.463E-4,10.902001953125,2860.8506000000002,2993.7766000000001,2982.8240000000001,2.2573099999999999E-2,0,10.8070007324218,2941.2431999999999,3078.7224000000001,3066.8917999999999,2.2589799000000001E-2,5.9889999999999997E-4,10.8309875488281,2911.0920000000001,3046.9539,3036.1077,2.25566E-2,4.014E-4,10.8550048828125,2915.3618000000001,3051.1821,3038.7042999999999,2.25547E-2,4.3560000000000002E-4,10.8300109863281,2905.6206000000002,3041.2462999999998,3030.3022000000001,2.2532000999999999E-2,3.8389997999999998E-4,true,0.3878915885239812,61.586061281987867,23.384915518407926,49.20279023418037,8.7827684087493747,75.3,42.333516382939777,0.36584560117144593,0.93328416676663484,45.462795717872439,30.837041279351091,0.14718086945728626,4.1164598233034422E-2,2.5278530797798373,2.5497493700765741,2.5270582508388024]
[12,11,0,66.900004176337305,157.60000590343901,390,49,869.15060000000005,0.12564102999999999,12.3529907226562,2851.7305000000001,2970.7172999999998,2952.4155000000001,2.1565299999999999E-2,9.3789999999999998E-4,12.4819885253906,2728.1794,2840.9762999999998,2826.6487000000002,2.15582E-2,0,12.3210083007812,2864.5097999999998,2984.3074000000001,2966.933,2.1570099999999998E-2,1.0311000000000001E-3,12.3680053710937,2829.0102999999999,2946.93,2930.2750000000001,2.1543799999999998E-2,7.8540000000000001E-4,12.3829895019531,2838.1981999999998,2956.3530000000001,2938.1889999999999,2.1556499999999999E-2,8.432E-4,12.2000061035156,2801.4949000000001,2919.8292999999999,2905.28,2.14792E-2,6.3980000000000005E-4,true,0.61607343115414348,39.237954768928219,27.158308751229104,31.28342245989306,9.0388905052856234,75.3,23.993176244802218,0.50431958900887774,2.6813296306251666,31.759379042690718,28.35705045278123,0.12207688522916094,2.2253026179752666E-2,4.5287014482991887,4.5667751610599492,4.4493254503115249]
[12,12,0,63.900000525978101,172.500003472157,446,50,900.12440000000004,0.11210762000000001,13.4869934082031,2531.127,2627.6423,2607.4486999999999,1.8633199999999999E-2,1.4195E-3,13.6759887695312,2346.2379999999998,2434.4306999999999,2417.6107999999999,1.86412E-2,0,13.4340148925781,2552.8622999999998,2650.6304,2629.7417,1.8642300000000001E-2,1.5761E-3,13.4880004882812,2514.4360000000001,2610.3208,2591.9414000000002,1.8636301000000001E-2,1.2886E-3,13.5320068359375,2529.6154999999999,2625.6934000000001,2606.3022000000001,1.8647E-2,1.3937999999999999E-3,13.2199951171875,2469.4301999999998,2565.8319999999999,2547.2294999999999,1.8620899E-2,9.6049999999999998E-4,true,0.76850642874793351,34.207246711285485,27.572120932379413,22.311035232034769,9.9359177717149976,75.3,14.126593871081367,0.69091718240326017,1.0960717718744848,28.199302708708579,25.900923336270953,3.2189864286902292E-2,4.8813719337215122E-2,7.8802320992158572,7.9366235399512544,7.8522936777085866]
[12,13,0,63.900000525978101,187.500007152883,445,50,897.85140000000001,0.11235955,13.9200073242187,2525.5039999999999,2618.2103999999999,2596.4470000000001,1.8591400000000001E-2,1.4181E-3,14.1020141601562,2341.2096999999999,2425.9443000000001,2409.3861999999999,1.8603000000000001E-2,0,13.8839965820312,2546.9596999999999,2640.7415000000001,2618.2316999999998,1.8600500999999998E-2,1.573E-3,13.922998046875,2509.0706,2601.1716000000001,2581.5612999999998,1.8596399999999999E-2,1.2875E-3,13.9420104980468,2522.7383,2615.1792,2596.8308000000002,1.8599498999999999E-2,1.3889E-3,13.6749816894531,2462.2267999999999,2554.6633000000002,2533.8809000000001,1.8568799E-2,9.5779999999999997E-4,true,0.83123189794066277,34.270470888424953,27.647877522616561,22.174757281553404,9.8474253019707465,75.3,14.110076863408787,0.68254246397991059,2.0980193419629583,30.326384364820846,28.990553745928448,2.2052655352644557E-2,4.8928789606239587E-2,7.8717553579245809,7.9254127969879535,7.7638362832824477]
[12,14,0,66.900004176337305,202.399995007554,391,49,871.69939999999997,0.12531969000000001,14.9469848632812,2859.6345000000001,2954.6181999999999,2936.8676999999998,2.1621999999999999E-2,9.4180000000000002E-4,15.0840087890625,2735.886,2825.6383999999998,2810.6975000000002,2.1616999000000001E-2,0,14.922998046875,2874.6343000000002,2970.3298,2953.2249999999999,2.1646499999999999E-2,1.0323000000000001E-3,14.9590087890625,2836.1035000000002,2930.2233999999999,2914.2012,2.1597100000000001E-2,7.8640000000000003E-4,14.975,2846.6792,2940.9888000000001,2925.8854999999999,2.16201E-2,8.4439997000000004E-4,14.8070007324218,2809.8948,2904.5684000000001,2889.7966000000001,2.1541899999999999E-2,6.4130000000000003E-4,true,0.60077136193096292,39.251603040610981,27.144264964687093,31.26907426246186,8.7668313474765114,75.3,23.9581652155447,0.52876192509273656,1.7252139848485579,33.375959079283781,27.058823529411946,0.22873441341659806,0.11318226965097988,4.5231599562262517,4.5646251126825028,4.4889284599285251]
[12,15,0,72.400000345111707,216.20000305656399,285,46,790.42255,0.16140350000000001,15.6320129394531,3033.3939999999998,3127.1577000000002,3115.4630000000002,2.3339800000000001E-2,5.5489999999999999E-4,15.7319885253906,2959.9897000000001,3050.5884000000001,3038.35,2.3332100000000001E-2,0,15.6199890136718,3042.3633,3136.518,3124.2546000000002,2.3353200000000001E-2,6.1019999999999998E-4,15.6559997558593,3010.9591999999998,3103.83,3092.9895000000001,2.3318201E-2,4.0470000000000002E-4,15.6679931640625,3014.3683999999998,3107.21,3095.7370000000001,2.3313E-2,4.3570000000000002E-4,15.6390014648437,3004.5133999999998,3097.3654999999999,3086.4324000000001,2.3284800000000001E-2,3.8840000000000001E-4,true,0.3739721856687947,66.892177589851968,23.446088794926006,50.778354336545583,9.0626024254342852,75.3,43.061272301315555,0.4011816212242918,-1.1716729136203576,44.25531914893687,31.844326241134745,0.1500930539195533,5.7379716698358063E-2,2.4798836293247808,2.5099846311616507,2.5379893692300191]
[12,16,0,79.900002185474506,228.29999462786799,146,37,621.55489999999998,0.25342463999999998,8.7470031738281406,1359.6507999999999,1433.6421,1420.7827,1.08288E-2,2.8170000000000002E-4,8.7809997558593906,1322.3741,1394.2247,1384.0325,1.0825400000000001E-2,0,8.7300048828125192,1366.7648999999999,1441.2189000000001,1429.6744000000001,1.0829200000000001E-2,3.3589999999999998E-4,8.7480102539062692,1349.104,1422.5217,1411.7732000000001,1.08252E-2,2.0469999999999999E-4,8.7499938964843906,1352.7065,1426.3132000000001,1415.1536000000001,1.0823299999999999E-2,2.3379999999999999E-4,8.7489868164062692,1345.8198,1419.0667000000001,1406.9784,1.0818299999999999E-2,1.8650000000000001E-4,true,0.89697421692625023,51.58562367864694,23.847780126849894,64.093795798729843,16.135754688895499,75.3,39.440894568690091,0.73102994086964301,6.5449906962262485,41.800000000003259,33.800000000001873,3.6950818460623758E-2,3.6937169874184939E-3,2.8189224214237023,2.8271913415391392,2.6552989181973654]
[12,17,0,88.999999820465902,239.100013597589,5,5,0,1,{"$error":"#N/A"},{"$error":"#N/A"},{"$error":"#N/A"},{"$error":"#N/A"},{"$error":"#N/A"},{"$error":"#N/A"},{"$error":"#N/A"},{"$error":"#N/A"},{"$error":"#N/A"},{"$error":"#N/A"},{"$error":"#N/A"},{"$error":"#N/A"},{"$error":"#N/A"},{"$error":"#N/A"},{"$error":"#N/A"},{"$error":"#N/A"},{"$error":"#N/A"},{"$error":"#N/A"},{"$error":"#N/A"},{"$error":"#N/A"},{"$error":"#N/A"},{"$error":"#N/A"},{"$error":"#N/A"},{"$error":"#N/A"},{"$error":"#N/A"},{"$error":"#N/A"},{"$error":"#N/A"},{"$error":"#N/A"},{"$error":"#N/A"},{"$error":"#N/A"},{"$error":"#N/A"},{"$error":"#N/A"},{"$error":"#N/A"},{"$error":"#N/A"},{"$error":"#N/A"},{"$error":"#N/A"},false,{"$error":"#N/A"},{"$error":"#N/A"},{"$error":"#N/A"},{"$error":"#N/A"},{"$error":"#N/A"},{"$error":"#N/A"},{"$error":"#N/A"},{"$error":"#N/A"},{"$error":"#N/A"},{"$error":"#N/A"},{"$error":"#N/A"},{"$error":"#N/A"},{"$error":"#N/A"},{"$error":"#N/A"},{"$error":"#N/A"},{"$error":"#N/A"}]
[12,18,0,90.000002656260094,248.50000528348599,0,0,0,{"$error":"#N/A"},{"$error":"#N/A"},{"$error":"#N/A"},{"$error":"#N/A"},{"$error":"#N/A"},{"$error":"#N/A"},{"$error":"#N/A"},{"$error":"#N/A"},{"$error":"#N/A"},{"$error":"#N/A"},{"$error":"#N/A"},{"$error":"#N/A"},{"$error":"#N/A"},{"$error":"#N/A"},{"$error":"#N/A"},{"$error":"#N/A"},{"$error":"#N/A"},{"$error":"#N/A"},{"$error":"#N/A"},{"$error":"#N/A"},{"$error":"#N/A"},{"$error":"#N/A"},{"$error":"#N/A"},{"$error":"#N/A"},{"$error":"#N/A"},{"$error":"#N/A"},{"$error":"#N/A"},{"$error":"#N/A"},{"$error":"#N/A"},{"$error":"#N/A"},{"$error":"#N/A"},{"$error":"#N/A"},{"$error":"#N/A"},{"$error":"#N/A"},{"$error":"#N/A"},{"$error":"#N/A"},{"$error":"#N/A"},false,{"$error":"#N/A"},{"$error":"#N/A"},{"$error":"#N/A"},{"$error":"#N/A"},{"$error":"#N/A"},{"$error":"#N/A"},{"$error":"#N/A"},{"$error":"#N/A"},{"$error":"#N/A"},{"$error":"#N/A"},{"$error":"#N/A"},{"$error":"#N/A"},{"$error":"#N/A"},{"$error":"#N/A"},{"$error":"#N/A"},{"$error":"#N/A"}]
[12,19,0,90.000002656260094,257.999993367343,0,0,0,{"$error":"#N/A"},{"$error":"#N/A"},{"$error":"#N/A"},{"$error":"#N/A"},{"$error":"#N/A"},{"$error":"#N/A"},{"$error":"#N/A"},{"$error":"#N/A"},{"$error":"#N/A"},{"$error":"#N/A"},{"$error":"#N/A"},{"$error":"#N/A"},{"$error":"#N/A"},{"$error":"#N/A"},{"$error":"#N/A"},{"$error":"#N/A"},{"$error":"#N/A"},{"$error":"#N/A"},{"$error":"#N/A"},{"$error":"#N/A"},{"$error":"#N/A"},{"$error":"#N/A"},{"$error":"#N/A"},{"$error":"#N/A"},{"$error":"#N/A"},{"$error":"#N/A"},{"$error":"#N/A"},{"$error":"#N/A"},{"$error":"#N/A"},{"$error":"#N/A"},{"$error":"#N/A"},{"$error":"#N/A"},{"$error":"#N/A"},{"$error":"#N/A"},{"$error":"#N/A"},{"$error":"#N/A"},{"$error":"#N/A"},false,{"$error":"#N/A"},{"$error":"#N/A"},{"$error":"#N/A"},{"$error":"#N/A"},{"$error":"#N/A"},{"$error":"#N/A"},{"$error":"#N/A"},{"$error":"#N/A"},{"$error":"#N/A"},{"$error":"#N/A"},{"$error":"#N/A"},{"$error":"#N/A"},{"$error":"#N/A"},{"$error":"#N/A"},{"$error":"#N/A"},{"$error":"#N/A"}]
[12,20,0,90.000002656260094,267.30000808337297,0,0,0,{"$error":"#N/A"},{"$error":"#N/A"},{"$error":"#N/A"},{"$error":"#N/A"},{"$error":"#N/A"},{"$error":"#N/A"},{"$error":"#N/A"},{"$error":"#N/A"},{"$error":"#N/A"},{"$error":"#N/A"},{"$error":"#N/A"},{"$error":"#N/A"},{"$error":"#N/A"},{"$error":"#N/A"},{"$error":"#N/A"},{"$error":"#N/A"},{"$error":"#N/A"},{"$error":"#N/A"},{"$error":"#N/A"},{"$error":"#N/A"},{"$error":"#N/A"},{"$error":"#N/A"},{"$error":"#N/A"},{"$error":"#N/A"},{"$error":"#N/A"},{"$error":"#N/A"},{"$error":"#N/A"},{"$error":"#N/A"},{"$error":"#N/A"},{"$error":"#N/A"},{"$error":"#N/A"},{"$error":"#N/A"},{"$error":"#N/A"},{"$error":"#N/A"},{"$error":"#N/A"},{"$error":"#N/A"},{"$error":"#N/A"},false,{"$error":"#N/A"},{"$error":"#N/A"},{"$error":"#N/A"},{"$error":"#N/A"},{"$error":"#N/A"},{"$error":"#N/A"},{"$error":"#N/A"},{"$error":"#N/A"},{"$error":"#N/A"},{"$error":"#N/A"},{"$error":"#N/A"},{"$error":"#N/A"},{"$error":"#N/A"},{"$error":"#N/A"},{"$error":"#N/A"},{"$error":"#N/A"}]
[12,21,0,90.000002656260094,277.50000980914302,0,0,0,{"$error":"#N/A"},{"$error":"#N/A"},{"$error":"#N/A"},{"$error":"#N/A"},{"$error":"#N/A"},{"$error":"#N/A"},{"$error":"#N/A"},{"$error":"#N/A"},{"$error":"#N/A"},{"$error":"#N/A"},{"$error":"#N/A"},{"$error":"#N/A"},{"$error":"#N/A"},{"$error":"#N/A"},{"$error":"#N/A"},{"$error":"#N/A"},{"$error":"#N/A"},{"$error":"#N/A"},{"$error":"#N/A"},{"$error":"#N/A"},{"$error":"#N/A"},{"$error":"#N/A"},{"$error":"#N/A"},{"$error":"#N/A"},{"$error":"#N/A"},{"$error":"#N/A"},{"$error":"#N/A"},{"$error":"#N/A"},{"$error":"#N/A"},{"$error":"#N/A"},{"$error":"#N/A"},{"$error":"#N/A"},{"$error":"#N/A"},{"$error":"#N/A"},{"$error":"#N/A"},{"$error":"#N/A"},{"$error":"#N/A"},false,{"$error":"#N/A"},{"$error":"#N/A"},{"$error":"#N/A"},{"$error":"#N/A"},{"$error":"#N/A"},{"$error":"#N/A"},{"$error":"#N/A"},{"$error":"#N/A"},{"$error":"#N/A"},{"$error":"#N/A"},{"$error":"#N/A"},{"$error":"#N/A"},{"$error":"#N/A"},{"$error":"#N/A"},{"$error":"#N/A"},{"$error":"#N/A"}]
[12,22,0,90.000002656260094,290.49998839018599,0,0,0,{"$error":"#N/A"},{"$error":"#N/A"},{"$error":"#N/A"},{"$error":"#N/A"},{"$error":"#N/A"},{"$error":"#N/A"},{"$error":"#N/A"},{"$error":"#N/A"},{"$error":"#N/A"},{"$error":"#N/A"},{"$error":"#N/A"},{"$error":"#N/A"},{"$error":"#N/A"},{"$error":"#N/A"},{"$error":"#N/A"},{"$error":"#N/A"},{"$error":"#N/A"},{"$error":"#N/A"},{"$error":"#N/A"},{"$error":"#N/A"},{"$error":"#N/A"},{"$error":"#N/A"},{"$error":"#N/A"},{"$error":"#N/A"},{"$error":"#N/A"},{"$error":"#N/A"},{"$error":"#N/A"},{"$error":"#N/A"},{"$error":"#N/A"},{"$error":"#N/A"},{"$error":"#N/A"},{"$error":"#N/A"},{"$error":"#N/A"},{"$error":"#N/A"},{"$error":"#N/A"},{"$error":"#N/A"},{"$error":"#N/A"},false,{"$error":"#N/A"},{"$error":"#N/A"},{"$error":"#N/A"},{"$error":"#N/A"},{"$error":"#N/A"},{"$error":"#N/A"},{"$error":"#N/A"},{"$error":"#N/A"},{"$error":"#N/A"},{"$error":"#N/A"},{"$error":"#N/A"},{"$error":"#N/A"},{"$error":"#N/A"},{"$error":"#N/A"},{"$error":"#N/A"},{"$error":"#N/A"}]
[12,23,0,90.000002656260094,309.50000341408901,0,0,0,{"$error":"#N/A"},{"$error":"#N/A"},{"$error":"#N/A"},{"$error":"#N/A"},{"$error":"#N/A"},{"$error":"#N/A"},{"$error":"#N/A"},{"$error":"#N/A"},{"$error":"#N/A"},{"$error":"#N/A"},{"$error":"#N/A"},{"$error":"#N/A"},{"$error":"#N/A"},{"$error":"#N/A"},{"$error":"#N/A"},{"$error":"#N/A"},{"$error":"#N/A"},{"$error":"#N/A"},{"$error":"#N/A"},{"$error":"#N/A"},{"$error":"#N/A"},{"$error":"#N/A"},{"$error":"#N/A"},{"$error":"#N/A"},{"$error":"#N/A"},{"$error":"#N/A"},{"$error":"#N/A"},{"$error":"#N/A"},{"$error":"#N/A"},{"$error":"#N/A"},{"$error":"#N/A"},{"$error":"#N/A"},{"$error":"#N/A"},{"$error":"#N/A"},{"$error":"#N/A"},{"$error":"#N/A"},{"$error":"#N/A"},false,{"$error":"#N/A"},{"$error":"#N/A"},{"$error":"#N/A"},{"$error":"#N/A"},{"$error":"#N/A"},{"$error":"#N/A"},{"$error":"#N/A"},{"$error":"#N/A"},{"$error":"#N/A"},{"$error":"#N/A"},{"$error":"#N/A"},{"$error":"#N/A"},{"$error":"#N/A"},{"$error":"#N/A"},{"$error":"#N/A"},{"$error":"#N/A"}]
[13,0,0,90.000002656260094,340.19998556126501,0,0,0,{"$error":"#N/A"},{"$error":"#N/A"},{"$error":"#N/A"},{"$error":"#N/A"},{"$error":"#N/A"},{"$error":"#N/A"},{"$error":"#N/A"},{"$error":"#N/A"},{"$error":"#N/A"},{"$error":"#N/A"},{"$error":"#N/A"},{"$error":"#N/A"},{"$error":"#N/A"},{"$error":"#N/A"},{"$error":"#N/A"},{"$error":"#N/A"},{"$error":"#N/A"},{"$error":"#N/A"},{"$error":"#N/A"},{"$error":"#N/A"},{"$error":"#N/A"},{"$error":"#N/A"},{"$error":"#N/A"},{"$error":"#N/A"},{"$error":"#N/A"},{"$error":"#N/A"},{"$error":"#N/A"},{"$error":"#N/A"},{"$error":"#N/A"},{"$error":"#N/A"},{"$error":"#N/A"},{"$error":"#N/A"},{"$error":"#N/A"},{"$error":"#N/A"},{"$error":"#N/A"},{"$error":"#N/A"},{"$error":"#N/A"},false,{"$error":"#N/A"},{"$error":"#N/A"},{"$error":"#N/A"},{"$error":"#N/A"},{"$error":"#N/A"},{"$error":"#N/A"},{"$error":"#N/A"},{"$error":"#N/A"},{"$error":"#N/A"},{"$error":"#N/A"},{"$error":"#N/A"},{"$error":"#N/A"},{"$error":"#N/A"},{"$error":"#N/A"},{"$error":"#N/A"},{"$error":"#N/A"}]
[13,1,0,90.000002656260094,19.699997095162299,0,0,0,{"$error":"#N/A"},{"$error":"#N/A"},{"$error":"#N/A"},{"$error":"#N/A"},{"$error":"#N/A"},{"$error":"#N/A"},{"$error":"#N/A"},{"$error":"#N/A"},{"$error":"#N/A"},{"$error":"#N/A"},{"$error":"#N/A"},{"$error":"#N/A"},{"$error":"#N/A"},{"$error":"#N/A"},{"$error":"#N/A"},{"$error":"#N/A"},{"$error":"#N/A"},{"$error":"#N/A"},{"$error":"#N/A"},{"$error":"#N/A"},{"$error":"#N/A"},{"$error":"#N/A"},{"$error":"#N/A"},{"$error":"#N/A"},{"$error":"#N/A"},{"$error":"#N/A"},{"$error":"#N/A"},{"$error":"#N/A"},{"$error":"#N/A"},{"$error":"#N/A"},{"$error":"#N/A"},{"$error":"#N/A"},{"$error":"#N/A"},{"$error":"#N/A"},{"$error":"#N/A"},{"$error":"#N/A"},{"$error":"#N/A"},false,{"$error":"#N/A"},{"$error":"#N/A"},{"$error":"#N/A"},{"$error":"#N/A"},{"$error":"#N/A"},{"$error":"#N/A"},{"$error":"#N/A"},{"$error":"#N/A"},{"$error":"#N/A"},{"$error":"#N/A"},{"$error":"#N/A"},{"$error":"#N/A"},{"$error":"#N/A"},{"$error":"#N/A"},{"$error":"#N/A"},{"$error":"#N/A"}]
[13,2,0,90.000002656260094,50.000000936030801,0,0,0,{"$error":"#N/A"},{"$error":"#N/A"},{"$error":"#N/A"},{"$error":"#N/A"},{"$error":"#N/A"},{"$error":"#N/A"},{"$error":"#N/A"},{"$error":"#N/A"},{"$error":"#N/A"},{"$error":"#N/A"},{"$error":"#N/A"},{"$error":"#N/A"},{"$error":"#N/A"},{"$error":"#N/A"},{"$error":"#N/A"},{"$error":"#N/A"},{"$error":"#N/A"},{"$error":"#N/A"},{"$error":"#N/A"},{"$error":"#N/A"},{"$error":"#N/A"},{"$error":"#N/A"},{"$error":"#N/A"},{"$error":"#N/A"},{"$error":"#N/A"},{"$error":"#N/A"},{"$error":"#N/A"},{"$error":"#N/A"},{"$error":"#N/A"},{"$error":"#N/A"},{"$error":"#N/A"},{"$error":"#N/A"},{"$error":"#N/A"},{"$error":"#N/A"},{"$error":"#N/A"},{"$error":"#N/A"},{"$error":"#N/A"},false,{"$error":"#N/A"},{"$error":"#N/A"},{"$error":"#N/A"},{"$error":"#N/A"},{"$error":"#N/A"},{"$error":"#N/A"},{"$error":"#N/A"},{"$error":"#N/A"},{"$error":"#N/A"},{"$error":"#N/A"},{"$error":"#N/A"},{"$error":"#N/A"},{"$error":"#N/A"},{"$error":"#N/A"},{"$error":"#N/A"},{"$error":"#N/A"}]
[13,3,0,90.000002656260094,68.900004990902303,0,0,0,{"$error":"#N/A"},{"$error":"#N/A"},{"$error":"#N/A"},{"$error":"#N/A"},{"$error":"#N/A"},{"$error":"#N/A"},{"$error":"#N/A"},{"$error":"#N/A"},{"$error":"#N/A"},{"$error":"#N/A"},{"$error":"#N/A"},{"$error":"#N/A"},{"$error":"#N/A"},{"$error":"#N/A"},{"$error":"#N/A"},{"$error":"#N/A"},{"$error":"#N/A"},{"$error":"#N/A"},{"$error":"#N/A"},{"$error":"#N/A"},{"$error":"#N/A"},{"$error":"#N/A"},{"$error":"#N/A"},{"$error":"#N/A"},{"$error":"#N/A"},{"$error":"#N/A"},{"$error":"#N/A"},{"$error":"#N/A"},{"$error":"#N/A"},{"$error":"#N/A"},{"$error":"#N/A"},{"$error":"#N/A"},{"$error":"#N/A"},{"$error":"#N/A"},{"$error":"#N/A"},{"$error":"#N/A"},{"$error":"#N/A"},false,{"$error":"#N/A"},{"$error":"#N/A"},{"$error":"#N/A"},{"$error":"#N/A"},{"$error":"#N/A"},{"$error":"#N/A"},{"$error":"#N/A"},{"$error":"#N/A"},{"$error":"#N/A"},{"$error":"#N/A"},{"$error":"#N/A"},{"$error":"#N/A"},{"$error":"#N/A"},{"$error":"#N/A"},{"$error":"#N/A"},{"$error":"#N/A"}]
[13,4,0,90.000002656260094,81.999999398000199,0,0,0,{"$error":"#N/A"},{"$error":"#N/A"},{"$error":"#N/A"},{"$error":"#N/A"},{"$error":"#N/A"},{"$error":"#N/A"},{"$error":"#N/A"},{"$error":"#N/A"},{"$error":"#N/A"},{"$error":"#N/A"},{"$error":"#N/A"},{"$error":"#N/A"},{"$error":"#N/A"},{"$error":"#N/A"},{"$error":"#N/A"},{"$error":"#N/A"},{"$error":"#N/A"},{"$error":"#N/A"},{"$error":"#N/A"},{"$error":"#N/A"},{"$error":"#N/A"},{"$error":"#N/A"},{"$error":"#N/A"},{"$error":"#N/A"},{"$error":"#N/A"},{"$error":"#N/A"},{"$error":"#N/A"},{"$error":"#N/A"},{"$error":"#N/A"},{"$error":"#N/A"},{"$error":"#N/A"},{"$error":"#N/A"},{"$error":"#N/A"},{"$error":"#N/A"},{"$error":"#N/A"},{"$error":"#N/A"},{"$error":"#N/A"},false,{"$error":"#N/A"},{"$error":"#N/A"},{"$error":"#N/A"},{"$error":"#N/A"},{"$error":"#N/A"},{"$error":"#N/A"},{"$error":"#N/A"},{"$error":"#N/A"},{"$error":"#N/A"},{"$error":"#N/A"},{"$error":"#N/A"},{"$error":"#N/A"},{"$error":"#N/A"},{"$error":"#N/A"},{"$error":"#N/A"},{"$error":"#N/A"}]
[13,5,0,90.000002656260094,92.699992827620093,0,0,0,{"$error":"#N/A"},{"$error":"#N/A"},{"$error":"#N/A"},{"$error":"#N/A"},{"$error":"#N/A"},{"$error":"#N/A"},{"$error":"#N/A"},{"$error":"#N/A"},{"$error":"#N/A"},{"$error":"#N/A"},{"$error":"#N/A"},{"$error":"#N/A"},{"$error":"#N/A"},{"$error":"#N/A"},{"$error":"#N/A"},{"$error":"#N/A"},{"$error":"#N/A"},{"$error":"#N/A"},{"$error":"#N/A"},{"$error":"#N/A"},{"$error":"#N/A"},{"$error":"#N/A"},{"$error":"#N/A"},{"$error":"#N/A"},{"$error":"#N/A"},{"$error":"#N/A"},{"$error":"#N/A"},{"$error":"#N/A"},{"$error":"#N/A"},{"$error":"#N/A"},{"$error":"#N/A"},{"$error":"#N/A"},{"$error":"#N/A"},{"$error":"#N/A"},{"$error":"#N/A"},{"$error":"#N/A"},{"$error":"#N/A"},false,{"$error":"#N/A"},{"$error":"#N/A"},{"$error":"#N/A"},{"$error":"#N/A"},{"$error":"#N/A"},{"$error":"#N/A"},{"$error":"#N/A"},{"$error":"#N/A"},{"$error":"#N/A"},{"$error":"#N/A"},{"$error":"#N/A"},{"$error":"#N/A"},{"$error":"#N/A"},{"$error":"#N/A"},{"$error":"#N/A"},{"$error":"#N/A"}]
[13,6,0,90.000002656260094,101.900001431642,0,0,0,{"$error":"#N/A"},{"$error":"#N/A"},{"$error":"#N/A"},{"$error":"#N/A"},{"$error":"#N/A"},{"$error":"#N/A"},{"$error":"#N/A"},{"$error":"#N/A"},{"$error":"#N/A"},{"$error":"#N/A"},{"$error":"#N/A"},{"$error":"#N/A"},{"$error":"#N/A"},{"$error":"#N/A"},{"$error":"#N/A"},{"$error":"#N/A"},{"$error":"#N/A"},{"$error":"#N/A"},{"$error":"#N/A"},{"$error":"#N/A"},{"$error":"#N/A"},{"$error":"#N/A"},{"$error":"#N/A"},{"$error":"#N/A"},{"$error":"#N/A"},{"$error":"#N/A"},{"$error":"#N/A"},{"$error":"#N/A"},{"$error":"#N/A"},{"$error":"#N/A"},{"$error":"#N/A"},{"$error":"#N/A"},{"$error":"#N/A"},{"$error":"#N/A"},{"$error":"#N/A"},{"$error":"#N/A"},{"$error":"#N/A"},false,{"$error":"#N/A"},{"$error":"#N/A"},{"$error":"#N/A"},{"$error":"#N/A"},{"$error":"#N/A"},{"$error":"#N/A"},{"$error":"#N/A"},{"$error":"#N/A"},{"$error":"#N/A"},{"$error":"#N/A"},{"$error":"#N/A"},{"$error":"#N/A"},{"$error":"#N/A"},{"$error":"#N/A"},{"$error":"#N/A"},{"$error":"#N/A"}]
[13,7,0,90.000002656260094,111.399999229546,0,0,0,{"$error":"#N/A"},{"$error":"#N/A"},{"$error":"#N/A"},{"$error":"#N/A"},{"$error":"#N/A"},{"$error":"#N/A"},{"$error":"#N/A"},{"$error":"#N/A"},{"$error":"#N/A"},{"$error":"#N/A"},{"$error":"#N/A"},{"$error":"#N/A"},{"$error":"#N/A"},{"$error":"#N/A"},{"$error":"#N/A"},{"$error":"#N/A"},{"$error":"#N/A"},{"$error":"#N/A"},{"$error":"#N/A"},{"$error":"#N/A"},{"$error":"#N/A"},{"$error":"#N/A"},{"$error":"#N/A"},{"$error":"#N/A"},{"$error":"#N/A"},{"$error":"#N/A"},{"$error":"#N/A"},{"$error":"#N/A"},{"$error":"#N/A"},{"$error":"#N/A"},{"$error":"#N/A"},{"$error":"#N/A"},{"$error":"#N/A"},{"$error":"#N/A"},{"$error":"#N/A"},{"$error":"#N/A"},{"$error":"#N/A"},false,{"$error":"#N/A"},{"$error":"#N/A"},{"$error":"#N/A"},{"$error":"#N/A"},{"$error":"#N/A"},{"$error":"#N/A"},{"$error":"#N/A"},{"$error":"#N/A"},{"$error":"#N/A"},{"$error":"#N/A"},{"$error":"#N/A"},{"$error":"#N/A"},{"$error":"#N/A"},{"$error":"#N/A"},{"$error":"#N/A"},{"$error":"#N/A"}]
[13,8,0,88.799997310497702,120.800010343537,5,5,0,1,-4.1900085449218496,3.4026000000000001,3.3274998999999998,3.3211531999999999,1.9210000999999999E-4,1.8700000000000001E-5,-4.1900085449218496,2.8191999999999999,2.7570999999999999,2.751646,1.918E-4,0,-4.1900085449218496,3.4518,3.3757999999999999,3.3696193999999999,1.92E-4,2.0000000000000002E-5,-4.1900085449218496,3.3832,3.3087,3.3028803,1.9220001E-4,1.8E-5,-4.1900085449218496,3.4518,3.3757000000000001,3.3699975000000002,1.92E-4,2.0000000000000002E-5,-4.1999877929687202,3.2397,3.1683002,3.1625285000000001,1.919E-4,1.4E-5,true,0.19073479160735446,30,26.666666666666668,11.111111111111116,6.5000000000000053,75.3,11.27272780748663,0.1978165463711816,-7.9830693851995066E-2,30,50.000999999998704,-0.10406347013196537,-5.2088541666650556E-2,20.69381384790012,20.688400855971853,20.696964653156687]
[13,9,0,79.800000930490398,131.699996569078,119,52,378.35003999999998,0.4369748,2.0719848632812701,986.58079999999995,1062.1686999999999,1055.4609,7.9743004999999999E-3,2.7730000000000002E-4,2.1100097656250201,951.13710000000003,1023.8948,1017.88025,7.979E-3,0,2.0599914550781402,992.86149999999998,1068.9722999999999,1061.9362000000001,7.9792000000000005E-3,3.2069999999999999E-4,2.0779968261718902,979.91899999999998,1054.9838,1048.6769999999999,7.9748000000000006E-3,2.2560000000000001E-4,2.0790039062500201,984.82600000000002,1060.2544,1053.4584,7.9757000000000005E-3,2.6229999999999998E-4,2.0440002441406402,975.85140000000001,1050.7077999999999,1044.2184999999999,7.9699999999999997E-3,1.9929999999999999E-4,true,0.63151926807859304,39.269841269841272,24.174603174603178,42.154255319148938,13.532896788275639,75.3,29.756943743238367,0.58741874653528725,1.3122967386116222,36.140350877192127,28.421052631579425,5.5173797462004792E-2,6.1403398836978873E-2,3.7264554184670033,3.7380695751164974,3.692050219070464]
[13,10,0,72.300003947150998,143.69999174242099,244,90,506.524,0.36885246999999999,8.7649780273437692,2318.0862000000002,2442.6410000000001,2434.5945000000002,1.77924E-2,6.3400000000000001E-4,8.8659912109375192,2233.9223999999999,2353.2892999999999,2345.8715999999999,1.77842E-2,0,8.7539916992187692,2326.518,2451.6,2443.4904999999999,1.77999E-2,6.9110000000000005E-4,8.7799926757812692,2301.1113,2424.6675,2417.2710000000002,1.7764499999999999E-2,5.3240000000000004E-4,8.7940002441406406,2308.8173999999999,2432.6716000000001,2424.4421000000002,1.77725E-2,5.8339999999999998E-4,8.7359863281250192,2293.5913,2417.0731999999998,2409.5798,1.7741300000000002E-2,4.9819999999999997E-4,true,0.32941803564256572,42.640845070422543,24.014084507042259,29.808414725770092,8.2621907104615921,75.3,29.06372239747634,0.31520561454131324,0.41306586148283708,38.782051282051782,27.435897435896983,0.19927383264375376,4.2135068174542489E-2,3.7675346287767324,3.7968854912993559,3.7820867945202208]
[13,11,0,66.699991952322307,157.49999979143101,204,170,85.957220000000007,0.83333330000000005,4.5080200195312701,1064.9822999999999,1137.9755,1132.7026000000001,7.8396999999999998E-3,1.0139000000000001E-3,4.6740051269531397,932.77269999999999,996.22919999999999,991.07060000000001,7.8376999999999995E-3,0,4.4880004882812701,1077.0975000000001,1150.9908,1145.9326000000001,7.8465989999999992E-3,1.1002E-3,4.5169921875000201,1059.1259,1131.6913,1126.6718000000001,7.8049E-3,1.0036000000000001E-3,4.5199829101562701,1070.46,1143.7896000000001,1139.1652999999999,7.8227999999999995E-3,1.0728999999999999E-3,4.3610168457031397,1035.7523000000001,1107.2616,1102.5947000000001,7.7669000000000002E-3,8.6240000000000004E-4,true,0.46335795454295248,31.296912114014251,26.707838479809986,9.625348744519723,7.844028358480271,75.3,8.732222112634382,0.51781256763001715,-0.47550977653381576,34.257423971377456,26.797853309481269,0.53426693487423904,8.7923443010140545E-2,14.173828200589481,14.228282005787426,14.290808344027162]
[13,12,0,63.799999270994,172.500003472157,122,122,0,1,2.5509887695312701,602.17769999999996,646.98749999999995,643.6309,4.7632999999999998E-3,5.1610000000000002E-4,2.6360107421875201,535.91907000000003,575.43880000000001,572.35802999999999,4.7621996999999998E-3,0,2.5370117187500201,607.78639999999996,653.05330000000004,650.07830000000001,4.764E-3,5.5940000000000004E-4,2.5460144042968902,600.08600000000001,644.74509999999998,642.17259999999999,4.7609000000000002E-3,5.0219999999999996E-4,2.5589843750000201,606.55930000000001,651.6902,648.86956999999995,4.7612000000000002E-3,5.5250000000000004E-4,2.4439941406250201,585.06079999999997,628.74770000000001,625.87396000000001,4.7571999999999996E-3,3.8880000000000002E-4,true,0.51880445912787465,30.421502748930973,26.927306047648131,11.389884508164094,7.740436181623167,75.3,10.229412904475875,0.53537752407380756,-0.16953272442464293,36.999999999998693,29.250000000000213,6.5113738998934245E-2,1.4693534844667511E-2,12.363551459364922,12.433763590498231,12.45249760888303]
[13,13,0,63.799999270994,187.500007152883,37,37,0,1,-0.42001953124997699,140.6302,149.3356,148.64984000000001,1.4449E-3,1.5660000000000001E-4,-0.38999023437497699,121.9858,128.88669999999999,128.18219999999999,1.4453000000000001E-3,0,-0.42099609374997699,142.3716,151.24529999999999,150.51482999999999,1.4465000000000001E-3,1.697E-4,-0.42001953124997699,140.11281,148.76849999999999,148.16239999999999,1.4450000000000001E-3,1.5220000000000001E-4,-0.41800537109372699,141.81610000000001,150.63470000000001,149.97522000000001,1.4434000000000001E-3,1.6770000000000001E-4,-0.45499267578122699,135.71260000000001,143.95400000000001,143.37282999999999,1.4422E-3,1.181E-4,true,0.45920731560323708,30.403225806451612,26.875,11.498028909329827,7.7195050088391231,75.3,10.22669220945083,0.54660411043187229,-0.89378012080497637,55.833333333332867,43.333333333333329,0.10380622837369291,0.11061182163843997,15.284074047962964,15.865795307040997,15.967614848239473]
[13,14,0,66.699991952322307,202.499991405515,133,133,0,1,1.8919921875000201,593.1345,638.46605999999997,633.5018,4.4422000000000003E-3,7.6630000000000003E-4,2.0240112304687701,495.14240000000001,532.42930000000001,527.35619999999994,4.4424E-3,0,1.8810058593750201,601.97119999999995,648.03229999999996,642.48559999999998,4.4495000000000003E-3,8.2810000000000002E-4,1.8969970703125201,590.73149999999998,635.86279999999999,630.81835999999998,4.4165000000000003E-3,7.7320000000000004E-4,1.90899047851564,598.96759999999995,644.72879999999998,639.58452999999997,4.4333000000000003E-3,8.206E-4,1.78099975585939,573.80769999999995,617.8066,612.39170000000001,4.3937000000000004E-3,6.6410000000000004E-4,true,0.77752919238964213,30.47923322683706,26.971246006389777,7.1003621314019716,7.462866803526147,75.3,6.796946365653139,0.95282134172557131,-1.1914513373563711,34.090909090909115,25.757575757575751,0.74719800747198306,0.16406337790763059,19.790690516505958,19.915650772788041,20.127875618035791]
[13,15,0,72.300003947150998,216.29999945452499,161,126,115.11909,0.78260870000000005,3.8269897460937701,1010.96387,1082.5496000000001,1078.1504,7.6633999999999999E-3,7.7549997000000005E-4,3.9600158691406402,909.7473,973.77526999999998,969.29395,7.6604000000000004E-3,0,3.8120056152343902,1019.8964999999999,1092.1648,1087.6371999999999,7.6677000000000004E-3,8.3980000000000003E-4,3.8399902343750201,1004.5341,1075.6155000000001,1071.0238999999999,7.6300999999999999E-3,7.5929999999999997E-4,3.8440185546875201,1011.7184999999999,1083.299,1078.8027,7.6429999999999996E-3,8.0170000000000003E-4,3.7310119628906402,988.52637000000004,1058.8411000000001,1054.5641000000001,7.6017999999999997E-3,6.6469999999999995E-4,true,0.40637398969987742,32.781021897810213,26.905109489051092,10.601870143553271,7.6565884734460576,75.3,10.881883038628615,0.4602006374633012,-0.58573528532303809,35.995145631068162,26.868932038835013,0.49278515353665675,5.6079397994190927E-2,11.12578954617398,11.170373016353155,11.23048895538861]
[13,16,0,79.800000930490398,228.29999462786799,105,64,231.52762999999999,0.60952382999999999,2.7659851074218902,763.75980000000004,820.42664000000002,816.10706000000005,6.2253999999999999E-3,3.0840000000000002E-4,2.8179870605468902,723.72649999999999,777.24829999999997,773.53954999999996,6.2237000000000004E-3,0,2.7560058593750201,768.96579999999994,826.05229999999995,822.21519999999998,6.2268000000000002E-3,3.4729999999999999E-4,2.7659851074218902,758.58960000000002,814.86869999999999,811.53972999999996,6.2218997999999998E-3,2.719E-4,2.7679992675781402,762.44439999999997,819.00840000000005,815.52200000000005,6.2218999999999998E-3,3.0150000000000001E-4,2.7239929199218902,751.41449999999998,807.25867000000005,803.79894999999999,6.2166000000000001E-3,2.2159999999999999E-4,true,0.5265041125431974,35.732165206508128,26.295369211514391,27.730783376241263,11.200691045205868,75.3,21.186121919584952,0.47716411859633645,1.0453231272697796,39.245283018869095,29.999622641509305,7.8757295320008858E-2,2.2483458598321349E-2,5.5315509380960979,5.5552826554911796,5.5029519822225099]
[13,17,0,88.799997310497702,239.20000999555,2,2,0,1,-1.8800109863281,0.54549999999999998,0.5343,0.53324749999999999,7.7000000000000001E-5,7.5000000000000002E-6,-1.8800109863281,0.45150000000000001,0.44240000000000002,0.44151372,7.7000000000000001E-5,0,-1.8800109863281,0.55200000000000005,0.54069999999999996,0.53971946000000004,7.6899996000000001E-5,7.9999999999999996E-6,-1.8800109863281,0.54010000000000002,0.52910000000000001,0.52821344000000003,7.6899996000000001E-5,6.9999999999999999E-6,-1.8800109863281,0.55330000000000001,0.54210000000000003,0.54108619999999996,7.6899996000000001E-5,7.9999999999999996E-6,-1.8800109863281,0.51929999999999998,0.50870000000000004,0.50762759999999996,7.6899996000000001E-5,5.4999999999999999E-6,true,0.19698671158525394,30,26,14.285714285714279,6.2499999999999893,75.3,11.266666666666666,0.2003345388788465,-3.7718854174476221E-2,{"$error":"#DIV/0!"},{"$error":"#DIV/0!"},0,-0.13004422002831362,20.819490586932439,20.773056057866178,20.777107447532998]
[13,18,0,90.000002656260094,248.600001681446,0,0,0,{"$error":"#N/A"},{"$error":"#N/A"},{"$error":"#N/A"},{"$error":"#N/A"},{"$error":"#N/A"},{"$error":"#N/A"},{"$error":"#N/A"},{"$error":"#N/A"},{"$error":"#N/A"},{"$error":"#N/A"},{"$error":"#N/A"},{"$error":"#N/A"},{"$error":"#N/A"},{"$error":"#N/A"},{"$error":"#N/A"},{"$error":"#N/A"},{"$error":"#N/A"},{"$error":"#N/A"},{"$error":"#N/A"},{"$error":"#N/A"},{"$error":"#N/A"},{"$error":"#N/A"},{"$error":"#N/A"},{"$error":"#N/A"},{"$error":"#N/A"},{"$error":"#N/A"},{"$error":"#N/A"},{"$error":"#N/A"},{"$error":"#N/A"},{"$error":"#N/A"},{"$error":"#N/A"},{"$error":"#N/A"},{"$error":"#N/A"},{"$error":"#N/A"},{"$error":"#N/A"},{"$error":"#N/A"},{"$error":"#N/A"},false,{"$error":"#N/A"},{"$error":"#N/A"},{"$error":"#N/A"},{"$error":"#N/A"},{"$error":"#N/A"},{"$error":"#N/A"},{"$error":"#N/A"},{"$error":"#N/A"},{"$error":"#N/A"},{"$error":"#N/A"},{"$error":"#N/A"},{"$error":"#N/A"},{"$error":"#N/A"},{"$error":"#N/A"},{"$error":"#N/A"},{"$error":"#N/A"}]
[13,19,0,90.000002656260094,258.10000919339802,0,0,0,{"$error":"#N/A"},{"$error":"#N/A"},{"$error":"#N/A"},{"$error":"#N/A"},{"$error":"#N/A"},{"$error":"#N/A"},{"$error":"#N/A"},{"$error":"#N/A"},{"$error":"#N/A"},{"$error":"#N/A"},{"$error":"#N/A"},{"$error":"#N/A"},{"$error":"#N/A"},{"$error":"#N/A"},{"$error":"#N/A"},{"$error":"#N/A"},{"$error":"#N/A"},{"$error":"#N/A"},{"$error":"#N/A"},{"$error":"#N/A"},{"$error":"#N/A"},{"$error":"#N/A"},{"$error":"#N/A"},{"$error":"#N/A"},{"$error":"#N/A"},{"$error":"#N/A"},{"$error":"#N/A"},{"$error":"#N/A"},{"$error":"#N/A"},{"$error":"#N/A"},{"$error":"#N/A"},{"$error":"#N/A"},{"$error":"#N/A"},{"$error":"#N/A"},{"$error":"#N/A"},{"$error":"#N/A"},{"$error":"#N/A"},false,{"$error":"#N/A"},{"$error":"#N/A"},{"$error":"#N/A"},{"$error":"#N/A"},{"$error":"#N/A"},{"$error":"#N/A"},{"$error":"#N/A"},{"$error":"#N/A"},{"$error":"#N/A"},{"$error":"#N/A"},{"$error":"#N/A"},{"$error":"#N/A"},{"$error":"#N/A"},{"$error":"#N/A"},{"$error":"#N/A"},{"$error":"#N/A"}]
[13,20,0,90.000002656260094,267.30000808337297,0,0,0,{"$error":"#N/A"},{"$error":"#N/A"},{"$error":"#N/A"},{"$error":"#N/A"},{"$error":"#N/A"},{"$error":"#N/A"},{"$error":"#N/A"},{"$error":"#N/A"},{"$error":"#N/A"},{"$error":"#N/A"},{"$error":"#N/A"},{"$error":"#N/A"},{"$error":"#N/A"},{"$error":"#N/A"},{"$error":"#N/A"},{"$error":"#N/A"},{"$error":"#N/A"},{"$error":"#N/A"},{"$error":"#N/A"},{"$error":"#N/A"},{"$error":"#N/A"},{"$error":"#N/A"},{"$error":"#N/A"},{"$error":"#N/A"},{"$error":"#N/A"},{"$error":"#N/A"},{"$error":"#N/A"},{"$error":"#N/A"},{"$error":"#N/A"},{"$error":"#N/A"},{"$error":"#N/A"},{"$error":"#N/A"},{"$error":"#N/A"},{"$error":"#N/A"},{"$error":"#N/A"},{"$error":"#N/A"},{"$error":"#N/A"},false,{"$error":"#N/A"},{"$error":"#N/A"},{"$error":"#N/A"},{"$error":"#N/A"},{"$error":"#N/A"},{"$error":"#N/A"},{"$error":"#N/A"},{"$error":"#N/A"},{"$error":"#N/A"},{"$error":"#N/A"},{"$error":"#N/A"},{"$error":"#N/A"},{"$error":"#N/A"},{"$error":"#N/A"},{"$error":"#N/A"},{"$error":"#N/A"}]
[13,21,0,90.000002656260094,278.00001122703998,0,0,0,{"$error":"#N/A"},{"$error":"#N/A"},{"$error":"#N/A"},{"$error":"#N/A"},{"$error":"#N/A"},{"$error":"#N/A"},{"$error":"#N/A"},{"$error":"#N/A"},{"$error":"#N/A"},{"$error":"#N/A"},{"$error":"#N/A"},{"$error":"#N/A"},{"$error":"#N/A"},{"$error":"#N/A"},{"$error":"#N/A"},{"$error":"#N/A"},{"$error":"#N/A"},{"$error":"#N/A"},{"$error":"#N/A"},{"$error":"#N/A"},{"$error":"#N/A"},{"$error":"#N/A"},{"$error":"#N/A"},{"$error":"#N/A"},{"$error":"#N/A"},{"$error":"#N/A"},{"$error":"#N/A"},{"$error":"#N/A"},{"$error":"#N/A"},{"$error":"#N/A"},{"$error":"#N/A"},{"$error":"#N/A"},{"$error":"#N/A"},{"$error":"#N/A"},{"$error":"#N/A"},{"$error":"#N/A"},{"$error":"#N/A"},false,{"$error":"#N/A"},{"$error":"#N/A"},{"$error":"#N/A"},{"$error":"#N/A"},{"$error":"#N/A"},{"$error":"#N/A"},{"$error":"#N/A"},{"$error":"#N/A"},{"$error":"#N/A"},{"$error":"#N/A"},{"$error":"#N/A"},{"$error":"#N/A"},{"$error":"#N/A"},{"$error":"#N/A"},{"$error":"#N/A"},{"$error":"#N/A"}]
[13,22,0,90.000002656260094,291.10000563413797,0,0,0,{"$error":"#N/A"},{"$error":"#N/A"},{"$error":"#N/A"},{"$error":"#N/A"},{"$error":"#N/A"},{"$error":"#N/A"},{"$error":"#N/A"},{"$error":"#N/A"},{"$error":"#N/A"},{"$error":"#N/A"},{"$error":"#N/A"},{"$error":"#N/A"},{"$error":"#N/A"},{"$error":"#N/A"},{"$error":"#N/A"},{"$error":"#N/A"},{"$error":"#N/A"},{"$error":"#N/A"},{"$error":"#N/A"},{"$error":"#N/A"},{"$error":"#N/A"},{"$error":"#N/A"},{"$error":"#N/A"},{"$error":"#N/A"},{"$error":"#N/A"},{"$error":"#N/A"},{"$error":"#N/A"},{"$error":"#N/A"},{"$error":"#N/A"},{"$error":"#N/A"},{"$error":"#N/A"},{"$error":"#N/A"},{"$error":"#N/A"},{"$error":"#N/A"},{"$error":"#N/A"},{"$error":"#N/A"},{"$error":"#N/A"},false,{"$error":"#N/A"},{"$error":"#N/A"},{"$error":"#N/A"},{"$error":"#N/A"},{"$error":"#N/A"},{"$error":"#N/A"},{"$error":"#N/A"},{"$error":"#N/A"},{"$error":"#N/A"},{"$error":"#N/A"},{"$error":"#N/A"},{"$error":"#N/A"},{"$error":"#N/A"},{"$error":"#N/A"},{"$error":"#N/A"},{"$error":"#N/A"}]
[13,23,0,90.000002656260094,309.99998540389203,0,0,0,{"$error":"#N/A"},{"$error":"#N/A"},{"$error":"#N/A"},{"$error":"#N/A"},{"$error":"#N/A"},{"$error":"#N/A"},{"$error":"#N/A"},{"$error":"#N/A"},{"$error":"#N/A"},{"$error":"#N/A"},{"$error":"#N/A"},{"$error":"#N/A"},{"$error":"#N/A"},{"$error":"#N/A"},{"$error":"#N/A"},{"$error":"#N/A"},{"$error":"#N/A"},{"$error":"#N/A"},{"$error":"#N/A"},{"$error":"#N/A"},{"$error":"#N/A"},{"$error":"#N/A"},{"$error":"#N/A"},{"$error":"#N/A"},{"$error":"#N/A"},{"$error":"#N/A"},{"$error":"#N/A"},{"$error":"#N/A"},{"$error":"#N/A"},{"$error":"#N/A"},{"$error":"#N/A"},{"$error":"#N/A"},{"$error":"#N/A"},{"$error":"#N/A"},{"$error":"#N/A"},{"$error":"#N/A"},{"$error":"#N/A"},false,{"$error":"#N/A"},{"$error":"#N/A"},{"$error":"#N/A"},{"$error":"#N/A"},{"$error":"#N/A"},{"$error":"#N/A"},{"$error":"#N/A"},{"$error":"#N/A"},{"$error":"#N/A"},{"$error":"#N/A"},{"$error":"#N/A"},{"$error":"#N/A"},{"$error":"#N/A"},{"$error":"#N/A"},{"$error":"#N/A"},{"$error":"#N/A"}]
[14,0,0,90.000002656260094,340.30000138731901,0,0,0,{"$error":"#N/A"},{"$error":"#N/A"},{"$error":"#N/A"},{"$error":"#N/A"},{"$error":"#N/A"},{"$error":"#N/A"},{"$error":"#N/A"},{"$error":"#N/A"},{"$error":"#N/A"},{"$error":"#N/A"},{"$error":"#N/A"},{"$error":"#N/A"},{"$error":"#N/A"},{"$error":"#N/A"},{"$error":"#N/A"},{"$error":"#N/A"},{"$error":"#N/A"},{"$error":"#N/A"},{"$error":"#N/A"},{"$error":"#N/A"},{"$error":"#N/A"},{"$error":"#N/A"},{"$error":"#N/A"},{"$error":"#N/A"},{"$error":"#N/A"},{"$error":"#N/A"},{"$error":"#N/A"},{"$error":"#N/A"},{"$error":"#N/A"},{"$error":"#N/A"},{"$error":"#N/A"},{"$error":"#N/A"},{"$error":"#N/A"},{"$error":"#N/A"},{"$error":"#N/A"},{"$error":"#N/A"},{"$error":"#N/A"},false,{"$error":"#N/A"},{"$error":"#N/A"},{"$error":"#N/A"},{"$error":"#N/A"},{"$error":"#N/A"},{"$error":"#N/A"},{"$error":"#N/A"},{"$error":"#N/A"},{"$error":"#N/A"},{"$error":"#N/A"},{"$error":"#N/A"},{"$error":"#N/A"},{"$error":"#N/A"},{"$error":"#N/A"},{"$error":"#N/A"},{"$error":"#N/A"}]
[14,1,0,90.000002656260094,19.699997095162299,0,0,0,{"$error":"#N/A"},{"$error":"#N/A"},{"$error":"#N/A"},{"$error":"#N/A"},{"$error":"#N/A"},{"$error":"#N/A"},{"$error":"#N/A"},{"$error":"#N/A"},{"$error":"#N/A"},{"$error":"#N/A"},{"$error":"#N/A"},{"$error":"#N/A"},{"$error":"#N/A"},{"$error":"#N/A"},{"$error":"#N/A"},{"$error":"#N/A"},{"$error":"#N/A"},{"$error":"#N/A"},{"$error":"#N/A"},{"$error":"#N/A"},{"$error":"#N/A"},{"$error":"#N/A"},{"$error":"#N/A"},{"$error":"#N/A"},{"$error":"#N/A"},{"$error":"#N/A"},{"$error":"#N/A"},{"$error":"#N/A"},{"$error":"#N/A"},{"$error":"#N/A"},{"$error":"#N/A"},{"$error":"#N/A"},{"$error":"#N/A"},{"$error":"#N/A"},{"$error":"#N/A"},{"$error":"#N/A"},{"$error":"#N/A"},false,{"$error":"#N/A"},{"$error":"#N/A"},{"$error":"#N/A"},{"$error":"#N/A"},{"$error":"#N/A"},{"$error":"#N/A"},{"$error":"#N/A"},{"$error":"#N/A"},{"$error":"#N/A"},{"$error":"#N/A"},{"$error":"#N/A"},{"$error":"#N/A"},{"$error":"#N/A"},{"$error":"#N/A"},{"$error":"#N/A"},{"$error":"#N/A"}]
[14,2,0,90.000002656260094,49.800003283085999,0,0,0,{"$error":"#N/A"},{"$error":"#N/A"},{"$error":"#N/A"},{"$error":"#N/A"},{"$error":"#N/A"},{"$error":"#N/A"},{"$error":"#N/A"},{"$error":"#N/A"},{"$error":"#N/A"},{"$error":"#N/A"},{"$error":"#N/A"},{"$error":"#N/A"},{"$error":"#N/A"},{"$error":"#N/A"},{"$error":"#N/A"},{"$error":"#N/A"},{"$error":"#N/A"},{"$error":"#N/A"},{"$error":"#N/A"},{"$error":"#N/A"},{"$error":"#N/A"},{"$error":"#N/A"},{"$error":"#N/A"},{"$error":"#N/A"},{"$error":"#N/A"},{"$error":"#N/A"},{"$error":"#N/A"},{"$error":"#N/A"},{"$error":"#N/A"},{"$error":"#N/A"},{"$error":"#N/A"},{"$error":"#N/A"},{"$error":"#N/A"},{"$error":"#N/A"},{"$error":"#N/A"},{"$error":"#N/A"},{"$error":"#N/A"},false,{"$error":"#N/A"},{"$error":"#N/A"},{"$error":"#N/A"},{"$error":"#N/A"},{"$error":"#N/A"},{"$error":"#N/A"},{"$error":"#N/A"},{"$error":"#N/A"},{"$error":"#N/A"},{"$error":"#N/A"},{"$error":"#N/A"},{"$error":"#N/A"},{"$error":"#N/A"},{"$error":"#N/A"},{"$error":"#N/A"},{"$error":"#N/A"}]
[14,3,0,90.000002656260094,68.800003735918196,0,0,0,{"$error":"#N/A"},{"$error":"#N/A"},{"$error":"#N/A"},{"$error":"#N/A"},{"$error":"#N/A"},{"$error":"#N/A"},{"$error":"#N/A"},{"$error":"#N/A"},{"$error":"#N/A"},{"$error":"#N/A"},{"$error":"#N/A"},{"$error":"#N/A"},{"$error":"#N/A"},{"$error":"#N/A"},{"$error":"#N/A"},{"$error":"#N/A"},{"$error":"#N/A"},{"$error":"#N/A"},{"$error":"#N/A"},{"$error":"#N/A"},{"$error":"#N/A"},{"$error":"#N/A"},{"$error":"#N/A"},{"$error":"#N/A"},{"$error":"#N/A"},{"$error":"#N/A"},{"$error":"#N/A"},{"$error":"#N/A"},{"$error":"#N/A"},{"$error":"#N/A"},{"$error":"#N/A"},{"$error":"#N/A"},{"$error":"#N/A"},{"$error":"#N/A"},{"$error":"#N/A"},{"$error":"#N/A"},{"$error":"#N/A"},false,{"$error":"#N/A"},{"$error":"#N/A"},{"$error":"#N/A"},{"$error":"#N/A"},{"$error":"#N/A"},{"$error":"#N/A"},{"$error":"#N/A"},{"$error":"#N/A"},{"$error":"#N/A"},{"$error":"#N/A"},{"$error":"#N/A"},{"$error":"#N/A"},{"$error":"#N/A"},{"$error":"#N/A"},{"$error":"#N/A"},{"$error":"#N/A"}]
[14,4,0,90.000002656260094,81.900003000039504,0,0,0,{"$error":"#N/A"},{"$error":"#N/A"},{"$error":"#N/A"},{"$error":"#N/A"},{"$error":"#N/A"},{"$error":"#N/A"},{"$error":"#N/A"},{"$error":"#N/A"},{"$error":"#N/A"},{"$error":"#N/A"},{"$error":"#N/A"},{"$error":"#N/A"},{"$error":"#N/A"},{"$error":"#N/A"},{"$error":"#N/A"},{"$error":"#N/A"},{"$error":"#N/A"},{"$error":"#N/A"},{"$error":"#N/A"},{"$error":"#N/A"},{"$error":"#N/A"},{"$error":"#N/A"},{"$error":"#N/A"},{"$error":"#N/A"},{"$error":"#N/A"},{"$error":"#N/A"},{"$error":"#N/A"},{"$error":"#N/A"},{"$error":"#N/A"},{"$error":"#N/A"},{"$error":"#N/A"},{"$error":"#N/A"},{"$error":"#N/A"},{"$error":"#N/A"},{"$error":"#N/A"},{"$error":"#N/A"},{"$error":"#N/A"},false,{"$error":"#N/A"},{"$error":"#N/A"},{"$error":"#N/A"},{"$error":"#N/A"},{"$error":"#N/A"},{"$error":"#N/A"},{"$error":"#N/A"},{"$error":"#N/A"},{"$error":"#N/A"},{"$error":"#N/A"},{"$error":"#N/A"},{"$error":"#N/A"},{"$error":"#N/A"},{"$error":"#N/A"},{"$error":"#N/A"},{"$error":"#N/A"}]
[14,5,0,90.000002656260094,92.599996429659498,0,0,0,{"$error":"#N/A"},{"$error":"#N/A"},{"$error":"#N/A"},{"$error":"#N/A"},{"$error":"#N/A"},{"$error":"#N/A"},{"$error":"#N/A"},{"$error":"#N/A"},{"$error":"#N/A"},{"$error":"#N/A"},{"$error":"#N/A"},{"$error":"#N/A"},{"$error":"#N/A"},{"$error":"#N/A"},{"$error":"#N/A"},{"$error":"#N/A"},{"$error":"#N/A"},{"$error":"#N/A"},{"$error":"#N/A"},{"$error":"#N/A"},{"$error":"#N/A"},{"$error":"#N/A"},{"$error":"#N/A"},{"$error":"#N/A"},{"$error":"#N/A"},{"$error":"#N/A"},{"$error":"#N/A"},{"$error":"#N/A"},{"$error":"#N/A"},{"$error":"#N/A"},{"$error":"#N/A"},{"$error":"#N/A"},{"$error":"#N/A"},{"$error":"#N/A"},{"$error":"#N/A"},{"$error":"#N/A"},{"$error":"#N/A"},false,{"$error":"#N/A"},{"$error":"#N/A"},{"$error":"#N/A"},{"$error":"#N/A"},{"$error":"#N/A"},{"$error":"#N/A"},{"$error":"#N/A"},{"$error":"#N/A"},{"$error":"#N/A"},{"$error":"#N/A"},{"$error":"#N/A"},{"$error":"#N/A"},{"$error":"#N/A"},{"$error":"#N/A"},{"$error":"#N/A"},{"$error":"#N/A"}]
[14,6,0,90.000002656260094,101.800005033681,0,0,0,{"$error":"#N/A"},{"$error":"#N/A"},{"$error":"#N/A"},{"$error":"#N/A"},{"$error":"#N/A"},{"$error":"#N/A"},{"$error":"#N/A"},{"$error":"#N/A"},{"$error":"#N/A"},{"$error":"#N/A"},{"$error":"#N/A"},{"$error":"#N/A"},{"$error":"#N/A"},{"$error":"#N/A"},{"$error":"#N/A"},{"$error":"#N/A"},{"$error":"#N/A"},{"$error":"#N/A"},{"$error":"#N/A"},{"$error":"#N/A"},{"$error":"#N/A"},{"$error":"#N/A"},{"$error":"#N/A"},{"$error":"#N/A"},{"$error":"#N/A"},{"$error":"#N/A"},{"$error":"#N/A"},{"$error":"#N/A"},{"$error":"#N/A"},{"$error":"#N/A"},{"$error":"#N/A"},{"$error":"#N/A"},{"$error":"#N/A"},{"$error":"#N/A"},{"$error":"#N/A"},{"$error":"#N/A"},{"$error":"#N/A"},false,{"$error":"#N/A"},{"$error":"#N/A"},{"$error":"#N/A"},{"$error":"#N/A"},{"$error":"#N/A"},{"$error":"#N/A"},{"$error":"#N/A"},{"$error":"#N/A"},{"$error":"#N/A"},{"$error":"#N/A"},{"$error":"#N/A"},{"$error":"#N/A"},{"$error":"#N/A"},{"$error":"#N/A"},{"$error":"#N/A"},{"$error":"#N/A"}]
[14,7,0,90.000002656260094,110.899997811649,0,0,0,{"$error":"#N/A"},{"$error":"#N/A"},{"$error":"#N/A"},{"$error":"#N/A"},{"$error":"#N/A"},{"$error":"#N/A"},{"$error":"#N/A"},{"$error":"#N/A"},{"$error":"#N/A"},{"$error":"#N/A"},{"$error":"#N/A"},{"$error":"#N/A"},{"$error":"#N/A"},{"$error":"#N/A"},{"$error":"#N/A"},{"$error":"#N/A"},{"$error":"#N/A"},{"$error":"#N/A"},{"$error":"#N/A"},{"$error":"#N/A"},{"$error":"#N/A"},{"$error":"#N/A"},{"$error":"#N/A"},{"$error":"#N/A"},{"$error":"#N/A"},{"$error":"#N/A"},{"$error":"#N/A"},{"$error":"#N/A"},{"$error":"#N/A"},{"$error":"#N/A"},{"$error":"#N/A"},{"$error":"#N/A"},{"$error":"#N/A"},{"$error":"#N/A"},{"$error":"#N/A"},{"$error":"#N/A"},{"$error":"#N/A"},false,{"$error":"#N/A"},{"$error":"#N/A"},{"$error":"#N/A"},{"$error":"#N/A"},{"$error":"#N/A"},{"$error":"#N/A"},{"$error":"#N/A"},{"$error":"#N/A"},{"$error":"#N/A"},{"$error":"#N/A"},{"$error":"#N/A"},{"$error":"#N/A"},{"$error":"#N/A"},{"$error":"#N/A"},{"$error":"#N/A"},{"$error":"#N/A"}]
[14,8,0,88.700000912537007,120.800010343537,6,6,0,1,-5.4299987792968496,4.9211999999999998,4.8087,4.7996416000000002,2.3049999999999999E-4,2.3E-5,-5.4299987792968496,4.0552998000000002,3.9622000000000002,3.9546654000000001,2.3010000000000001E-4,0,-5.4299987792968496,4.9945000000000004,4.8799000000000001,4.8717569999999997,2.3039999999999999E-4,2.4899999999999999E-5,-5.4299987792968496,4.8926999999999996,4.7808999999999999,4.7725644000000003,2.3059999999999999E-4,2.1999999999999999E-5,-5.4299987792968496,4.9656000000000002,4.8520000000000003,4.8441979999999996,2.3010000000000001E-4,2.4500000999999999E-5,-5.4400085449218496,4.6604000000000001,4.5533999999999999,4.5456669999999999,2.3000000000000001E-4,1.6500000000000001E-5,true,0.18837523655041488,30.499998687500163,26.874999140625107,13.181818181818183,7.6305220883534091,75.3,11.021739130434781,0.19016203119479222,-1.9693584449985001E-2,59.999999999997279,79.999999999997272,-8.6730268863832727E-2,-4.3402777777767909E-2,21.352310376658206,21.364393518752202,21.366566182817895]
[14,9,0,79.699994818482907,131.60000017111801,81,68,72.706000000000003,0.83950614999999995,-1.7179931640624699,458.94470000000001,498.78320000000002,496.68700000000001,3.8452E-3,3.1310000000000002E-4,-1.6600097656249699,419.46839999999997,455.52519999999998,453.33080000000001,3.8471999999999998E-3,0,-1.7250122070312199,463.3947,503.65769999999998,501.5643,3.8492999999999999E-3,3.4400000000000001E-4,-1.7170166015624699,456.55739999999997,496.16849999999999,494.27917000000002,3.8435000000000001E-3,2.9609998000000001E-4,-1.7120117187499699,458.8347,498.65100000000001,496.69497999999999,3.8433E-3,3.144E-4,-1.7770141601562199,446.96339999999998,485.7602,483.93936000000002,3.839E-3,2.2499999999999999E-4,true,0.42026275143188668,33.31096196868009,27.953017897091726,16.176975087941582,8.9825581395348806,75.3,13.281060364100925,0.48172966062030675,-0.81634573132611676,43.953488372092693,30.465116279070024,0.15090412384544116,0.10651287247032126,9.4110307236492758,9.4962913138504828,9.5639210925002232]
[14,10,0,72.099996580159399,143.69999174242099,224,124,325.35489999999999,0.55357140000000005,6.4999938964843897,1844.5409,1957.8615,1952.3785,1.4021799999999999E-2,7.9029999999999997E-4,6.6499877929687701,1739.7572,1845.9443000000001,1840.5894000000001,1.4012699999999999E-2,0,6.4890075683593897,1854.3733,1968.3426999999999,1962.636,1.4028799999999999E-2,8.5829999999999999E-4,6.5240112304687701,1831.3988999999999,1943.7858000000001,1938.3584000000001,1.3988201E-2,7.2360003999999997E-4,6.5339904785156397,1838.6423,1951.4094,1945.7746999999999,1.3997799999999999E-2,7.6940000000000005E-4,6.4280029296875201,1816.9975999999999,1929.0933,1923.6424999999999,1.39566E-2,6.4579999999999998E-4,{"$f":"IF(ISNUMBER(O327),IF(O327>0,TRUE,FALSE),FALSE)","v":true},{"$f":" 100 * IF(AT327,(L327-M327)/L327,NA())","v":0.28005045300701542},{"$f":" 100 * IF(AT327, $AS$4 + (AA327 - AS327) * ($AM$4 - $AS$4) /(AM327 - AS327),NA())","v":37.192556634304196},{"$f":" 100 * (IF(AT327, $AS$4 + (AG327 - AS327) * ($AM$4 - $AS$4) /(AM327 - AS327),NA()) )","v":26.294501618122972},{"$f":" 100 * (IF(AT327,AA327/AG327-1,NA()))","v":18.615250491141499},{"$f":" 100 * (IF(AT327,1-O327/AA327,NA()))","v":7.9226377723406793},{"$f":"IF(AT327,$AZ$5,NA())","v":75.3},18.742376312792612,{"$f":" 100 * IF(AT327,(R327-S327)/R327,NA())","v":0.29009000975815158},{"$f":"(AU327-BB327)*BA327","v":-0.18816515064343148},{"$f":" 100 * (IF(AT327, $AS$4 + (Z327 - AR327) * ($AM$4 - $AS$4) /(AL327 - AR327),NA()))","v":37.524271844660149},{"$f":" 100 * (IF(AT327, $AS$4 + (AF327 - AR327) * ($AM$4 - $AS$4) /(AL327 - AR327),NA()))","v":27.670145631068195},{"$f":" 100 * (IF(AT327,Z327/AF327-1,NA()))","v":0.29023746513221482},{"$f":" 100 * (IF(AT327,1-N327/Z327,NA()))","v":4.9897354014594164E-2},{"$f":"100 * IF(AT327,(K327-Q327)/Q327,NA())","v":6.0228921598944929},6.0628698276540556,6.0735490490165791]
[14,11,0,66.600000411384997,157.49999979143101,138,137,2.5179535999999998,0.99275360000000001,1.5190063476562701,622.27070000000003,670.66480000000001,665.16754000000003,4.6403E-3,7.9509999999999997E-4,1.6650024414062701,520.27319999999997,560.16579999999999,554.88049999999998,4.6392999999999998E-3,0,1.5039916992187701,631.5453,680.7242,675.48580000000004,4.6464000000000002E-3,8.6140000000000001E-4,1.5240112304687701,619.5086,667.66949999999997,662.54443000000003,4.6125999999999997E-3,8.0130000000000002E-4,1.5290161132812701,626.63696000000004,675.36350000000004,670.69903999999997,4.6245000000000001E-3,8.4480003000000003E-4,1.39299926757814,600.5403,647.43150000000003,642.41999999999996,4.5833999999999996E-3,6.8289999999999996E-4,true,0.81967325555180226,31.025322231255913,27.313154914177595,7.5003119930113549,7.6967726956117977,75.3,{"$f":" IF($AZ$2, 1, AZ328/100) * (1 + N328/O328)","v":6.8361212426109921},0.94352422086460952,-0.84666021489275889,35.328467153284613,27.104622871046153,0.73277544118286464,0.13128443526171374,19.604603888879932,19.72612394401801,19.875818306824634]
[14,12,0,63.5999967610258,172.500003472157,155,154,2.2490345999999999,0.9935484,2.6369873046875201,786.50469999999996,845.21990000000005,840.99210000000005,6.0461000000000004E-3,6.6350000000000003E-4,2.7579895019531402,700.61789999999996,752.52689999999996,748.66340000000002,6.0447000000000001E-3,0,2.6189819335937701,793.80449999999996,853.11919999999998,849.44970000000001,6.0467999999999997E-3,7.1949999999999998E-4,2.6289916992187701,783.77459999999996,842.3039,839.11614999999995,6.0432999999999997E-3,6.4530000000000002E-4,2.6499877929687701,790.70600000000002,849.70280000000002,846.17200000000003,6.0429000000000004E-3,6.9909997000000004E-4,2.4880004882812701,763.22730000000001,820.55,816.95965999999999,6.0375999999999997E-3,4.9209999999999998E-4,true,0.50020119024646736,30.985508838479536,27.400967256178827,11.498527816519433,7.783182765809582,75.3,10.11243406179352,0.51340357401176373,-0.13350823528505276,37.358490566035726,30.75471698113078,5.7915377360062692E-2,1.1576370973065409E-2,12.258721908189898,12.317566322213876,12.3324714417721]
[14,13,0,63.5999967610258,187.500007152883,115,115,0,1,1.61400756835939,563.37009999999998,606.87180000000001,604.09749999999997,4.4824000000000001E-3,4.9430000000000003E-4,1.7140136718750201,500.35320000000002,538.58130000000006,535.44415000000004,4.4835999999999999E-3,0,1.60698852539064,569.24170000000004,613.23389999999995,610.20519999999999,4.4868E-3,5.3560000000000001E-4,1.61199340820314,561.60509999999999,604.97050000000002,602.56439999999998,4.4828000000000003E-3,4.8020000000000002E-4,1.6230102539062701,566.14342999999997,609.85530000000006,607.22986000000003,4.4777000000000003E-3,5.2059999999999997E-4,1.49700317382814,545.87599999999998,588.17169999999999,585.89660000000003,4.4736000000000003E-3,3.6650000000000002E-4,true,0.45714762162289285,30.973393900064895,27.37832576249189,11.5368596418159,7.7109783420462925,75.3,10.068177220311551,0.58248401866162436,-1.2619090575412806,52.195121951219207,42.439024390244263,8.92299455697243E-2,9.8065436391192584E-2,12.594483257027228,12.679701281867741,12.821757413915144]
[14,14,0,66.600000411384997,202.499991405515,260,170,226.61582999999999,0.65384613999999996,7.0909973144531397,1533.587,1625.1908000000001,1619.9724000000001,1.13501E-2,1.0891E-3,7.3189941406250201,1390.866,1473.0715,1467.8463999999999,1.1349E-2,0,7.0800109863281397,1547.7331999999999,1640.2343000000001,1634.665,1.13653E-2,1.1816999999999999E-3,7.1150146484375201,1523.5485000000001,1614.4478999999999,1609.0672999999999,1.13165E-2,1.0462E-3,7.1320129394531397,1534.3063999999999,1625.7550000000001,1620.5808999999999,1.13384E-2,1.1061000000000001E-3,6.9089904785156397,1496.3193000000001,1586.6442,1581.769,1.12738E-2,8.8079995000000003E-4,true,0.32109460624561587,33.355525220700123,27.341323270900293,12.951634486713814,7.8361682322078297,75.3,11.421540721696815,0.35470783325861038,-0.38391484111655627,34.164086687306494,26.609907120743014,0.43122873680023766,0.1337404204024506,10.261304827352168,10.326674570786283,10.363890935727349]
[14,15,0,72.099996580159399,216.29999945452499,168,132,117.12775999999999,0.78571427000000005,4.5790039062500201,1052.5039999999999,1124.4016999999999,1120.039,7.9368000000000008E-3,8.2119997000000002E-4,4.7380004882812701,945.25959999999998,1009.3717,1004.9718,7.9337999999999995E-3,0,4.5649963378906397,1062.018,1134.6251,1130.1482000000001,7.9416999999999995E-3,8.8920000000000004E-4,4.5989929199218897,1045.8047999999999,1117.1871000000001,1112.6246000000001,7.9021000000000004E-3,8.0440000000000004E-4,4.6029907226562701,1052.1919,1123.9912999999999,1119.5215000000001,7.9135999999999998E-3,8.4179999999999997E-4,4.4699951171875201,1027.7742000000001,1098.3630000000001,1094.0875000000001,7.8695999999999992E-3,6.9830000000000001E-4,true,0.38800190359014081,33.303135888501743,27.393728222996515,10.542018896071603,7.6473268106162839,75.3,10.664881015521713,0.43590483069814634,-0.51087901790208867,36.386363636363463,27.386363636363818,0.50113261031876633,6.1699636098044852E-2,11.345497046525624,11.396198248871041,11.449793914615311]
[14,16,0,79.699994818482907,228.399991025828,112,69,240.48907,0.61607140000000005,3.3659912109375201,818.65970000000004,877.85149999999999,873.39610000000005,6.6233000000000004E-3,3.3480000000000001E-4,3.4250122070312701,775.14624000000003,831.00189999999998,827.18604000000005,6.6219E-3,0,3.3520141601562701,824.30610000000001,883.94590000000005,879.99990000000003,6.6249000000000004E-3,3.7670002000000002E-4,3.3659912109375201,813.08330000000001,871.87023999999997,868.44629999999995,6.6197000000000001E-3,2.9520000000000002E-4,3.3680053710937701,816.59979999999996,875.63440000000003,872.05065999999999,6.6195000000000004E-3,3.2249999999999998E-4,3.3160034179687701,804.78729999999996,863.09829999999999,859.52959999999996,6.6138000000000004E-3,2.3719999999999999E-4,true,0.50753458870890356,36.354046893317701,26.799531066822979,27.608407859078589,11.122914195757151,75.3,20.782855436081242,0.45918787911314396,1.0047826763388734,39.473684210526393,30.350877192981894,7.8553408764747701E-2,2.4151307944275668E-2,5.6135807354235512,5.6377247753585173,5.5864168113862265]
[14,17,0,88.700000912537007,239.20000999555,12,12,0,1,-1.6200012207031,19.719798999999998,19.325099999999999,19.289494999999999,4.6090002000000001E-4,4.6400000000000003E-5,-1.6200012207031,16.233799000000001,15.907299999999999,15.878494999999999,4.6030000000000002E-4,0,-1.6210083007812199,19.968499999999999,19.569500000000001,19.534143,4.6049998E-4,5.0000000000000002E-5,-1.62201538085935,19.5258,19.134899999999998,19.10257,4.6029997999999999E-4,4.46E-5,-1.6200012207031,19.905999999999999,19.507801000000001,19.475232999999999,4.6089999999999998E-4,4.88E-5,-1.6399902343749699,18.668299999999999,18.293900000000001,18.263135999999999,4.6039998E-4,3.3200000000000001E-5,true,0.18424225489130888,30.76923076923077,27.307692307692307,12.107623318385663,7.1999999999999957,75.3,10.933190086206896,0.18108038447756811,3.4569330261381537E-2,21.999920003199975,18.000079996800029,4.3449925850524984E-2,-8.6870796389604266E-2,21.473716657450279,21.485732965368101,21.481884775603731]
[14,18,0,90.000002656260094,249.10000309934301,0,0,0,{"$error":"#N/A"},{"$error":"#N/A"},{"$error":"#N/A"},{"$error":"#N/A"},{"$error":"#N/A"},{"$error":"#N/A"},{"$error":"#N/A"},{"$error":"#N/A"},{"$error":"#N/A"},{"$error":"#N/A"},{"$error":"#N/A"},{"$error":"#N/A"},{"$error":"#N/A"},{"$error":"#N/A"},{"$error":"#N/A"},{"$error":"#N/A"},{"$error":"#N/A"},{"$error":"#N/A"},{"$error":"#N/A"},{"$error":"#N/A"},{"$error":"#N/A"},{"$error":"#N/A"},{"$error":"#N/A"},{"$error":"#N/A"},{"$error":"#N/A"},{"$error":"#N/A"},{"$error":"#N/A"},{"$error":"#N/A"},{"$error":"#N/A"},{"$error":"#N/A"},{"$error":"#N/A"},{"$error":"#N/A"},{"$error":"#N/A"},{"$error":"#N/A"},{"$error":"#N/A"},{"$error":"#N/A"},{"$error":"#N/A"},false,{"$error":"#N/A"},{"$error":"#N/A"},{"$error":"#N/A"},{"$error":"#N/A"},{"$error":"#N/A"},{"$error":"#N/A"},{"$error":"#N/A"},{"$error":"#N/A"},{"$error":"#N/A"},{"$error":"#N/A"},{"$error":"#N/A"},{"$error":"#N/A"},{"$error":"#N/A"},{"$error":"#N/A"},{"$error":"#N/A"},{"$error":"#N/A"}]
[14,19,0,90.000002656260094,258.20000559135798,0,0,0,{"$error":"#N/A"},{"$error":"#N/A"},{"$error":"#N/A"},{"$error":"#N/A"},{"$error":"#N/A"},{"$error":"#N/A"},{"$error":"#N/A"},{"$error":"#N/A"},{"$error":"#N/A"},{"$error":"#N/A"},{"$error":"#N/A"},{"$error":"#N/A"},{"$error":"#N/A"},{"$error":"#N/A"},{"$error":"#N/A"},{"$error":"#N/A"},{"$error":"#N/A"},{"$error":"#N/A"},{"$error":"#N/A"},{"$error":"#N/A"},{"$error":"#N/A"},{"$error":"#N/A"},{"$error":"#N/A"},{"$error":"#N/A"},{"$error":"#N/A"},{"$error":"#N/A"},{"$error":"#N/A"},{"$error":"#N/A"},{"$error":"#N/A"},{"$error":"#N/A"},{"$error":"#N/A"},{"$error":"#N/A"},{"$error":"#N/A"},{"$error":"#N/A"},{"$error":"#N/A"},{"$error":"#N/A"},{"$error":"#N/A"},false,{"$error":"#N/A"},{"$error":"#N/A"},{"$error":"#N/A"},{"$error":"#N/A"},{"$error":"#N/A"},{"$error":"#N/A"},{"$error":"#N/A"},{"$error":"#N/A"},{"$error":"#N/A"},{"$error":"#N/A"},{"$error":"#N/A"},{"$error":"#N/A"},{"$error":"#N/A"},{"$error":"#N/A"},{"$error":"#N/A"},{"$error":"#N/A"}]
[14,20,0,90.000002656260094,267.39998505324002,0,0,0,{"$error":"#N/A"},{"$error":"#N/A"},{"$error":"#N/A"},{"$error":"#N/A"},{"$error":"#N/A"},{"$error":"#N/A"},{"$error":"#N/A"},{"$error":"#N/A"},{"$error":"#N/A"},{"$error":"#N/A"},{"$error":"#N/A"},{"$error":"#N/A"},{"$error":"#N/A"},{"$error":"#N/A"},{"$error":"#N/A"},{"$error":"#N/A"},{"$error":"#N/A"},{"$error":"#N/A"},{"$error":"#N/A"},{"$error":"#N/A"},{"$error":"#N/A"},{"$error":"#N/A"},{"$error":"#N/A"},{"$error":"#N/A"},{"$error":"#N/A"},{"$error":"#N/A"},{"$error":"#N/A"},{"$error":"#N/A"},{"$error":"#N/A"},{"$error":"#N/A"},{"$error":"#N/A"},{"$error":"#N/A"},{"$error":"#N/A"},{"$error":"#N/A"},{"$error":"#N/A"},{"$error":"#N/A"},{"$error":"#N/A"},false,{"$error":"#N/A"},{"$error":"#N/A"},{"$error":"#N/A"},{"$error":"#N/A"},{"$error":"#N/A"},{"$error":"#N/A"},{"$error":"#N/A"},{"$error":"#N/A"},{"$error":"#N/A"},{"$error":"#N/A"},{"$error":"#N/A"},{"$error":"#N/A"},{"$error":"#N/A"},{"$error":"#N/A"},{"$error":"#N/A"},{"$error":"#N/A"}]
[14,21,0,90.000002656260094,278.10000762500101,0,0,0,{"$error":"#N/A"},{"$error":"#N/A"},{"$error":"#N/A"},{"$error":"#N/A"},{"$error":"#N/A"},{"$error":"#N/A"},{"$error":"#N/A"},{"$error":"#N/A"},{"$error":"#N/A"},{"$error":"#N/A"},{"$error":"#N/A"},{"$error":"#N/A"},{"$error":"#N/A"},{"$error":"#N/A"},{"$error":"#N/A"},{"$error":"#N/A"},{"$error":"#N/A"},{"$error":"#N/A"},{"$error":"#N/A"},{"$error":"#N/A"},{"$error":"#N/A"},{"$error":"#N/A"},{"$error":"#N/A"},{"$error":"#N/A"},{"$error":"#N/A"},{"$error":"#N/A"},{"$error":"#N/A"},{"$error":"#N/A"},{"$error":"#N/A"},{"$error":"#N/A"},{"$error":"#N/A"},{"$error":"#N/A"},{"$error":"#N/A"},{"$error":"#N/A"},{"$error":"#N/A"},{"$error":"#N/A"},{"$error":"#N/A"},false,{"$error":"#N/A"},{"$error":"#N/A"},{"$error":"#N/A"},{"$error":"#N/A"},{"$error":"#N/A"},{"$error":"#N/A"},{"$error":"#N/A"},{"$error":"#N/A"},{"$error":"#N/A"},{"$error":"#N/A"},{"$error":"#N/A"},{"$error":"#N/A"},{"$error":"#N/A"},{"$error":"#N/A"},{"$error":"#N/A"},{"$error":"#N/A"}]
[14,22,0,90.000002656260094,291.20000203209901,0,0,0,{"$error":"#N/A"},{"$error":"#N/A"},{"$error":"#N/A"},{"$error":"#N/A"},{"$error":"#N/A"},{"$error":"#N/A"},{"$error":"#N/A"},{"$error":"#N/A"},{"$error":"#N/A"},{"$error":"#N/A"},{"$error":"#N/A"},{"$error":"#N/A"},{"$error":"#N/A"},{"$error":"#N/A"},{"$error":"#N/A"},{"$error":"#N/A"},{"$error":"#N/A"},{"$error":"#N/A"},{"$error":"#N/A"},{"$error":"#N/A"},{"$error":"#N/A"},{"$error":"#N/A"},{"$error":"#N/A"},{"$error":"#N/A"},{"$error":"#N/A"},{"$error":"#N/A"},{"$error":"#N/A"},{"$error":"#N/A"},{"$error":"#N/A"},{"$error":"#N/A"},{"$error":"#N/A"},{"$error":"#N/A"},{"$error":"#N/A"},{"$error":"#N/A"},{"$error":"#N/A"},{"$error":"#N/A"},{"$error":"#N/A"},false,{"$error":"#N/A"},{"$error":"#N/A"},{"$error":"#N/A"},{"$error":"#N/A"},{"$error":"#N/A"},{"$error":"#N/A"},{"$error":"#N/A"},{"$error":"#N/A"},{"$error":"#N/A"},{"$error":"#N/A"},{"$error":"#N/A"},{"$error":"#N/A"},{"$error":"#N/A"},{"$error":"#N/A"},{"$error":"#N/A"},{"$error":"#N/A"}]
[14,23,0,90.000002656260094,310.200017056001,0,0,0,{"$error":"#N/A"},{"$error":"#N/A"},{"$error":"#N/A"},{"$error":"#N/A"},{"$error":"#N/A"},{"$error":"#N/A"},{"$error":"#N/A"},{"$error":"#N/A"},{"$error":"#N/A"},{"$error":"#N/A"},{"$error":"#N/A"},{"$error":"#N/A"},{"$error":"#N/A"},{"$error":"#N/A"},{"$error":"#N/A"},{"$error":"#N/A"},{"$error":"#N/A"},{"$error":"#N/A"},{"$error":"#N/A"},{"$error":"#N/A"},{"$error":"#N/A"},{"$error":"#N/A"},{"$error":"#N/A"},{"$error":"#N/A"},{"$error":"#N/A"},{"$error":"#N/A"},{"$error":"#N/A"},{"$error":"#N/A"},{"$error":"#N/A"},{"$error":"#N/A"},{"$error":"#N/A"},{"$error":"#N/A"},{"$error":"#N/A"},{"$error":"#N/A"},{"$error":"#N/A"},{"$error":"#N/A"},{"$error":"#N/A"},false,{"$error":"#N/A"},{"$error":"#N/A"},{"$error":"#N/A"},{"$error":"#N/A"},{"$error":"#N/A"},{"$error":"#N/A"},{"$error":"#N/A"},{"$error":"#N/A"},{"$error":"#N/A"},{"$error":"#N/A"},{"$error":"#N/A"},{"$error":"#N/A"},{"$error":"#N/A"},{"$error":"#N/A"},{"$error":"#N/A"},{"$error":"#N/A"}]
[15,0,0,90.000002656260094,340.30000138731901,0,0,0,{"$error":"#N/A"},{"$error":"#N/A"},{"$error":"#N/A"},{"$error":"#N/A"},{"$error":"#N/A"},{"$error":"#N/A"},{"$error":"#N/A"},{"$error":"#N/A"},{"$error":"#N/A"},{"$error":"#N/A"},{"$error":"#N/A"},{"$error":"#N/A"},{"$error":"#N/A"},{"$error":"#N/A"},{"$error":"#N/A"},{"$error":"#N/A"},{"$error":"#N/A"},{"$error":"#N/A"},{"$error":"#N/A"},{"$error":"#N/A"},{"$error":"#N/A"},{"$error":"#N/A"},{"$error":"#N/A"},{"$error":"#N/A"},{"$error":"#N/A"},{"$error":"#N/A"},{"$error":"#N/A"},{"$error":"#N/A"},{"$error":"#N/A"},{"$error":"#N/A"},{"$error":"#N/A"},{"$error":"#N/A"},{"$error":"#N/A"},{"$error":"#N/A"},{"$error":"#N/A"},{"$error":"#N/A"},{"$error":"#N/A"},false,{"$error":"#N/A"},{"$error":"#N/A"},{"$error":"#N/A"},{"$error":"#N/A"},{"$error":"#N/A"},{"$error":"#N/A"},{"$error":"#N/A"},{"$error":"#N/A"},{"$error":"#N/A"},{"$error":"#N/A"},{"$error":"#N/A"},{"$error":"#N/A"},{"$error":"#N/A"},{"$error":"#N/A"},{"$error":"#N/A"},{"$error":"#N/A"}]
[15,1,0,90.000002656260094,19.600006768480899,0,0,0,{"$error":"#N/A"},{"$error":"#N/A"},{"$error":"#N/A"},{"$error":"#N/A"},{"$error":"#N/A"},{"$error":"#N/A"},{"$error":"#N/A"},{"$error":"#N/A"},{"$error":"#N/A"},{"$error":"#N/A"},{"$error":"#N/A"},{"$error":"#N/A"},{"$error":"#N/A"},{"$error":"#N/A"},{"$error":"#N/A"},{"$error":"#N/A"},{"$error":"#N/A"},{"$error":"#N/A"},{"$error":"#N/A"},{"$error":"#N/A"},{"$error":"#N/A"},{"$error":"#N/A"},{"$error":"#N/A"},{"$error":"#N/A"},{"$error":"#N/A"},{"$error":"#N/A"},{"$error":"#N/A"},{"$error":"#N/A"},{"$error":"#N/A"},{"$error":"#N/A"},{"$error":"#N/A"},{"$error":"#N/A"},{"$error":"#N/A"},{"$error":"#N/A"},{"$error":"#N/A"},{"$error":"#N/A"},{"$error":"#N/A"},false,{"$error":"#N/A"},{"$error":"#N/A"},{"$error":"#N/A"},{"$error":"#N/A"},{"$error":"#N/A"},{"$error":"#N/A"},{"$error":"#N/A"},{"$error":"#N/A"},{"$error":"#N/A"},{"$error":"#N/A"},{"$error":"#N/A"},{"$error":"#N/A"},{"$error":"#N/A"},{"$error":"#N/A"},{"$error":"#N/A"},{"$error":"#N/A"}]
[15,2,0,90.000002656260094,49.6999971710785,0,0,0,{"$error":"#N/A"},{"$error":"#N/A"},{"$error":"#N/A"},{"$error":"#N/A"},{"$error":"#N/A"},{"$error":"#N/A"},{"$error":"#N/A"},{"$error":"#N/A"},{"$error":"#N/A"},{"$error":"#N/A"},{"$error":"#N/A"},{"$error":"#N/A"},{"$error":"#N/A"},{"$error":"#N/A"},{"$error":"#N/A"},{"$error":"#N/A"},{"$error":"#N/A"},{"$error":"#N/A"},{"$error":"#N/A"},{"$error":"#N/A"},{"$error":"#N/A"},{"$error":"#N/A"},{"$error":"#N/A"},{"$error":"#N/A"},{"$error":"#N/A"},{"$error":"#N/A"},{"$error":"#N/A"},{"$error":"#N/A"},{"$error":"#N/A"},{"$error":"#N/A"},{"$error":"#N/A"},{"$error":"#N/A"},{"$error":"#N/A"},{"$error":"#N/A"},{"$error":"#N/A"},{"$error":"#N/A"},{"$error":"#N/A"},false,{"$error":"#N/A"},{"$error":"#N/A"},{"$error":"#N/A"},{"$error":"#N/A"},{"$error":"#N/A"},{"$error":"#N/A"},{"$error":"#N/A"},{"$error":"#N/A"},{"$error":"#N/A"},{"$error":"#N/A"},{"$error":"#N/A"},{"$error":"#N/A"},{"$error":"#N/A"},{"$error":"#N/A"},{"$error":"#N/A"},{"$error":"#N/A"}]
[15,3,0,90.000002656260094,68.699997623910605,0,0,0,{"$error":"#N/A"},{"$error":"#N/A"},{"$error":"#N/A"},{"$error":"#N/A"},{"$error":"#N/A"},{"$error":"#N/A"},{"$error":"#N/A"},{"$error":"#N/A"},{"$error":"#N/A"},{"$error":"#N/A"},{"$error":"#N/A"},{"$error":"#N/A"},{"$error":"#N/A"},{"$error":"#N/A"},{"$error":"#N/A"},{"$error":"#N/A"},{"$error":"#N/A"},{"$error":"#N/A"},{"$error":"#N/A"},{"$error":"#N/A"},{"$error":"#N/A"},{"$error":"#N/A"},{"$error":"#N/A"},{"$error":"#N/A"},{"$error":"#N/A"},{"$error":"#N/A"},{"$error":"#N/A"},{"$error":"#N/A"},{"$error":"#N/A"},{"$error":"#N/A"},{"$error":"#N/A"},{"$error":"#N/A"},{"$error":"#N/A"},{"$error":"#N/A"},{"$error":"#N/A"},{"$error":"#N/A"},{"$error":"#N/A"},false,{"$error":"#N/A"},{"$error":"#N/A"},{"$error":"#N/A"},{"$error":"#N/A"},{"$error":"#N/A"},{"$error":"#N/A"},{"$error":"#N/A"},{"$error":"#N/A"},{"$error":"#N/A"},{"$error":"#N/A"},{"$error":"#N/A"},{"$error":"#N/A"},{"$error":"#N/A"},{"$error":"#N/A"},{"$error":"#N/A"},{"$error":"#N/A"}]
[15,4,0,90.000002656260094,81.800006602078795,0,0,0,{"$error":"#N/A"},{"$error":"#N/A"},{"$error":"#N/A"},{"$error":"#N/A"},{"$error":"#N/A"},{"$error":"#N/A"},{"$error":"#N/A"},{"$error":"#N/A"},{"$error":"#N/A"},{"$error":"#N/A"},{"$error":"#N/A"},{"$error":"#N/A"},{"$error":"#N/A"},{"$error":"#N/A"},{"$error":"#N/A"},{"$error":"#N/A"},{"$error":"#N/A"},{"$error":"#N/A"},{"$error":"#N/A"},{"$error":"#N/A"},{"$error":"#N/A"},{"$error":"#N/A"},{"$error":"#N/A"},{"$error":"#N/A"},{"$error":"#N/A"},{"$error":"#N/A"},{"$error":"#N/A"},{"$error":"#N/A"},{"$error":"#N/A"},{"$error":"#N/A"},{"$error":"#N/A"},{"$error":"#N/A"},{"$error":"#N/A"},{"$error":"#N/A"},{"$error":"#N/A"},{"$error":"#N/A"},{"$error":"#N/A"},false,{"$error":"#N/A"},{"$error":"#N/A"},{"$error":"#N/A"},{"$error":"#N/A"},{"$error":"#N/A"},{"$error":"#N/A"},{"$error":"#N/A"},{"$error":"#N/A"},{"$error":"#N/A"},{"$error":"#N/A"},{"$error":"#N/A"},{"$error":"#N/A"},{"$error":"#N/A"},{"$error":"#N/A"},{"$error":"#N/A"},{"$error":"#N/A"}]
[15,5,0,90.000002656260094,92.500000031698804,0,0,0,{"$error":"#N/A"},{"$error":"#N/A"},{"$error":"#N/A"},{"$error":"#N/A"},{"$error":"#N/A"},{"$error":"#N/A"},{"$error":"#N/A"},{"$error":"#N/A"},{"$error":"#N/A"},{"$error":"#N/A"},{"$error":"#N/A"},{"$error":"#N/A"},{"$error":"#N/A"},{"$error":"#N/A"},{"$error":"#N/A"},{"$error":"#N/A"},{"$error":"#N/A"},{"$error":"#N/A"},{"$error":"#N/A"},{"$error":"#N/A"},{"$error":"#N/A"},{"$error":"#N/A"},{"$error":"#N/A"},{"$error":"#N/A"},{"$error":"#N/A"},{"$error":"#N/A"},{"$error":"#N/A"},{"$error":"#N/A"},{"$error":"#N/A"},{"$error":"#N/A"},{"$error":"#N/A"},{"$error":"#N/A"},{"$error":"#N/A"},{"$error":"#N/A"},{"$error":"#N/A"},{"$error":"#N/A"},{"$error":"#N/A"},false,{"$error":"#N/A"},{"$error":"#N/A"},{"$error":"#N/A"},{"$error":"#N/A"},{"$error":"#N/A"},{"$error":"#N/A"},{"$error":"#N/A"},{"$error":"#N/A"},{"$error":"#N/A"},{"$error":"#N/A"},{"$error":"#N/A"},{"$error":"#N/A"},{"$error":"#N/A"},{"$error":"#N/A"},{"$error":"#N/A"},{"$error":"#N/A"}]
[15,6,0,90.000002656260094,101.699989207627,0,0,0,{"$error":"#N/A"},{"$error":"#N/A"},{"$error":"#N/A"},{"$error":"#N/A"},{"$error":"#N/A"},{"$error":"#N/A"},{"$error":"#N/A"},{"$error":"#N/A"},{"$error":"#N/A"},{"$error":"#N/A"},{"$error":"#N/A"},{"$error":"#N/A"},{"$error":"#N/A"},{"$error":"#N/A"},{"$error":"#N/A"},{"$error":"#N/A"},{"$error":"#N/A"},{"$error":"#N/A"},{"$error":"#N/A"},{"$error":"#N/A"},{"$error":"#N/A"},{"$error":"#N/A"},{"$error":"#N/A"},{"$error":"#N/A"},{"$error":"#N/A"},{"$error":"#N/A"},{"$error":"#N/A"},{"$error":"#N/A"},{"$error":"#N/A"},{"$error":"#N/A"},{"$error":"#N/A"},{"$error":"#N/A"},{"$error":"#N/A"},{"$error":"#N/A"},{"$error":"#N/A"},{"$error":"#N/A"},{"$error":"#N/A"},false,{"$error":"#N/A"},{"$error":"#N/A"},{"$error":"#N/A"},{"$error":"#N/A"},{"$error":"#N/A"},{"$error":"#N/A"},{"$error":"#N/A"},{"$error":"#N/A"},{"$error":"#N/A"},{"$error":"#N/A"},{"$error":"#N/A"},{"$error":"#N/A"},{"$error":"#N/A"},{"$error":"#N/A"},{"$error":"#N/A"},{"$error":"#N/A"}]
[15,7,0,90.000002656260094,110.899997811649,0,0,0,{"$error":"#N/A"},{"$error":"#N/A"},{"$error":"#N/A"},{"$error":"#N/A"},{"$error":"#N/A"},{"$error":"#N/A"},{"$error":"#N/A"},{"$error":"#N/A"},{"$error":"#N/A"},{"$error":"#N/A"},{"$error":"#N/A"},{"$error":"#N/A"},{"$error":"#N/A"},{"$error":"#N/A"},{"$error":"#N/A"},{"$error":"#N/A"},{"$error":"#N/A"},{"$error":"#N/A"},{"$error":"#N/A"},{"$error":"#N/A"},{"$error":"#N/A"},{"$error":"#N/A"},{"$error":"#N/A"},{"$error":"#N/A"},{"$error":"#N/A"},{"$error":"#N/A"},{"$error":"#N/A"},{"$error":"#N/A"},{"$error":"#N/A"},{"$error":"#N/A"},{"$error":"#N/A"},{"$error":"#N/A"},{"$error":"#N/A"},{"$error":"#N/A"},{"$error":"#N/A"},{"$error":"#N/A"},{"$error":"#N/A"},false,{"$error":"#N/A"},{"$error":"#N/A"},{"$error":"#N/A"},{"$error":"#N/A"},{"$error":"#N/A"},{"$error":"#N/A"},{"$error":"#N/A"},{"$error":"#N/A"},{"$error":"#N/A"},{"$error":"#N/A"},{"$error":"#N/A"},{"$error":"#N/A"},{"$error":"#N/A"},{"$error":"#N/A"},{"$error":"#N/A"},{"$error":"#N/A"}]
[15,8,0,88.599994800529501,120.70000423152899,3,3,0,1,-10.160009765624901,1.2344999999999999,1.2019,1.1996469999999999,1.1510000000000001E-4,1.1900001000000001E-5,-10.160009765624901,1.0146999000000001,0.98770000000000002,0.98599009999999998,1.15300005E-4,0,-10.160009765624901,1.2532000000000001,1.2198,1.2176442000000001,1.1510000000000001E-4,1.29E-5,-10.160009765624901,1.2274001000000001,1.1949000000000001,1.1928501,1.1520000400000001E-4,1.1E-5,-10.160009765624901,1.2427999999999999,1.2099,1.2077787,1.1520000400000001E-4,1.2E-5,-10.160009765624901,1.1664000000000001,1.1354,1.1333996,1.15E-4,7.9999999999999996E-6,true,0.18745319910142777,32.25,27.499999999999996,17.272727272727284,7.7519302325581352,75.3,10.672268094767388,0.17311936822922364,0.15297448589321597,24.999900002000018,30,-8.6809024763578879E-2,0,21.661586839616305,21.686746987951803,21.669274366953577]
[15,9,0,79.500002022561503,131.500003773157,65,65,0,1,-7.9740051269530996,291.25319999999999,320.47480000000002,318.16153000000003,2.5354000000000002E-3,2.9260000000000001E-4,-7.9239868164062202,255.01660000000001,279.8818,277.48590000000002,2.5368000000000001E-3,0,-7.9799865722655996,294.81650000000002,324.46719999999999,322.21246000000002,2.5391000999999999E-3,3.1770000000000002E-4,-7.9740051269530996,290.1216,319.20929999999998,317.15859999999998,2.5336998999999998E-3,2.8580000000000001E-4,-7.9700073242187202,291.7269,321.00150000000002,318.92806999999999,2.5330000000000001E-3,2.9910000000000001E-4,-8.0289978027343505,280.40469999999999,308.38060000000002,306.43520000000001,2.5295000000000001E-3,2.1159999999999999E-4,true,0.72182586587150954,32.125714285714288,28.48,11.161651504548642,7.9005350960025256,75.3,9.6650717703349276,0.85603994257575278,-1.2971886839357478,47.428857142856423,31.999714285713445,0.21313494940740085,0.14572485740124153,14.209506361546653,14.503622600683579,14.658629501535037]
[15,10,0,71.899998927214597,143.60000505850701,120,118,6.4375663000000003,0.98333334999999999,-6.2110046386718496,536.49659999999994,591.14859999999999,585.80053999999996,4.0318000000000003E-3,7.3439999999999996E-4,-6.0860046386718496,442.00069999999999,486.24119999999999,480.80034999999998,4.0247E-3,0,-6.2269958496093496,544.45749999999998,599.99559999999997,594.17267000000004,4.0353999999999998E-3,7.9330000000000004E-4,-6.2070068359374702,533.77009999999996,588.12090000000001,582.03,4.0023000000000003E-3,7.427E-4,-6.2030090332030996,538.77179999999998,593.654,588.02760000000001,4.0134000000000003E-3,7.7059999999999997E-4,-6.3120178222655996,516.24919999999997,568.88049999999998,562.89869999999996,3.9725000000000003E-3,6.3509999999999999E-4,true,0.90468961611344967,31.675276752767534,27.940959409594097,6.812979668776098,7.4246817093155286,75.3,6.4899237472766895,1.1189611246434921,-1.3906057515739219,35.378973105134342,27.286063569682149,0.82702446093494419,8.9210487188373655E-2,21.379129037578437,21.575177093179267,21.838625949419541]
[15,11,0,66.399997901416796,157.49999979143101,187,176,27.476023000000001,0.94117649999999997,-3.6869873046874702,903.36429999999996,989.45889999999997,982.89300000000003,6.5760000000000002E-3,1.0349999999999999E-3,-3.4969848632812202,769.11469999999997,841.81769999999995,835.37379999999996,6.5748999999999998E-3,0,-3.7049926757812202,915.68610000000001,1003.02747,996.71063000000004,6.5842000000000001E-3,1.1215999999999999E-3,-3.6810058593749702,899.05370000000005,984.71429999999998,978.52229999999997,6.5411999999999996E-3,1.0365000000000001E-3,-3.66998901367185,907.16160000000002,993.57650000000001,987.93384000000003,6.5541000000000002E-3,1.0862000000000001E-3,-3.8389953613281,872.80286000000001,956.40173000000004,950.40593999999999,6.5002000000000002E-3,8.7509999999999997E-4,true,0.66358491494694138,31.676930364756036,27.645665561345332,8.2103232030872988,7.7211126961483689,75.3,7.3536231884057983,0.76547452019599793,-0.7492577638169754,35.584415584415574,27.606679035250352,0.65737173607289812,0.12454056681145964,17.455081797292394,17.538381528447317,17.659064720488011]
[15,12,0,63.399999108080998,172.500003472157,210,198,26.800127,0.94285715000000003,-2.16901245117185,1098.1465000000001,1197.4717000000001,1192.0586000000001,8.2178000000000008E-3,8.9070003000000001E-4,-2.00800170898435,981.97460000000001,1070.3054999999999,1065.4312,8.2161000000000005E-3,0,-2.1940063476562202,1108.2336,1208.5588,1203.93,8.2190000000000006E-3,9.6659999999999997E-4,-2.1820129394531,1094.1047000000001,1193.1063999999999,1189.0646999999999,8.2146000000000007E-3,8.6269999999999999E-4,-2.1520141601562202,1102.1456000000001,1201.7653,1197.2501999999999,8.2140000000000008E-3,9.2500000000000004E-4,-2.3559936523437202,1065.3018,1162.3241,1157.7375,8.2062000000000003E-3,6.4990000000000002E-4,true,0.45204408588528533,31.51217739003998,27.735368956743002,12.043584096441396,7.8522625698324022,75.3,10.226226252625141,0.45541202955604254,-3.4441353983260085E-2,36.410256410255727,30.7692307692306,5.3563168017922713E-2,1.4600316340185326E-2,11.83043838404782,11.88129931127142,11.885084649295054]
[15,13,0,63.399999108080998,187.500007152883,160,158,4.4666876999999996,0.98750000000000004,-3.4010070800781,814.34659999999997,891.18190000000004,887.14777000000004,6.2353E-3,6.8939999999999995E-4,-3.26898803710935,725.4049,793.39589999999998,788.84900000000005,6.2365998000000001E-3,0,-3.4109863281249702,822.64800000000002,900.30853000000002,895.90160000000003,6.2414000000000002E-3,7.4750000000000001E-4,-3.4050048828124702,811.77290000000005,888.37509999999997,884.89329999999995,6.2354999999999997E-3,6.6930003000000005E-4,-3.3909973144531,817.39269999999999,894.49260000000004,890.68899999999996,6.2285999999999999E-3,7.1969999999999998E-4,-3.5529846191406,788.98900000000003,863.78949999999998,860.52124000000003,6.2226E-3,5.0620000000000005E-4,true,0.45267189560290716,31.302107728337237,27.639345667447309,11.683843791251579,7.7725752508361339,75.3,10.044531476646361,0.57309345813356694,-1.2095781753061501,51.333333333334096,41.49999999999978,9.4619517280092325E-2,9.7734482648126342E-2,12.260973147548352,12.324994369141567,12.461037536968417]
[15,14,0,66.399997901416796,202.499991405515,160,156,9.9912814999999995,0.97499999999999998,-3.7819885253906,742.98500000000001,813.8365,808.20299999999997,5.4593999999999997E-3,9.1310000000000002E-4,-3.6149963378906,625.35900000000004,684.36569999999995,678.57983000000002,5.4597999999999999E-3,0,-3.7980102539062202,753.7183,825.65845000000002,819.4203,5.4685999999999997E-3,9.8730010000000002E-4,-3.7770141601562202,739.81880000000001,810.34799999999996,804.60559999999998,5.4299003000000002E-3,9.1799999999999998E-4,-3.7599853515624702,747.01170000000002,818.19560000000001,812.35249999999996,5.4457000000000004E-3,9.5809995999999998E-4,-3.9150146484374702,717.13300000000004,785.77009999999996,779.63009999999997,5.3990000000000002E-3,7.7329999999999999E-4,true,0.69221520538830916,31.580094497855953,27.830088274910882,7.5490305010893266,7.515455533732851,75.3,6.9789727302595548,0.8454354155972359,-1.0693196687727362,34.903640256959143,26.616766595289054,0.71271474358376441,0.16823318582452895,18.809355905967607,18.918364844994432,19.102125390317003]
[15,15,0,71.899998927214597,216.39999585248501,96,96,0,1,-5.7599853515624702,402.98779999999999,442.55500000000001,437.71440000000001,3.1205001E-3,5.9599999999999996E-4,-5.6559814453124702,327.69349999999997,358.95350000000002,354.3159,3.1191999999999999E-3,0,-5.7689880371093496,409.32380000000001,449.59399999999999,444.8,3.1229000000000001E-3,6.4389999999999998E-4,-5.7540039062499702,400.8777,440.2099,435.43777,3.0956E-3,6.0459999999999995E-4,-5.7489990234374702,404.80581999999998,444.55529999999999,439.73937999999998,3.1045999999999999E-3,6.2640000000000005E-4,-5.8429931640624702,386.82740000000001,424.73939999999999,420.21409999999997,3.0725000000000001E-3,5.1620002999999996E-4,true,1.0937849532826416,31.588022210895328,28.021778045856081,6.5001653986106467,7.4390433297095822,75.3,6.235738422818792,1.2919779302890262,-1.2358795618515539,35.700934579439348,27.196261682243001,0.88189688590256665,7.6848442153132357E-2,22.977050200873691,23.290342620980152,23.537893727038504]
[15,16,0,79.500002022561503,228.500006851883,52,52,0,1,-7.0260070800780996,221.1121,241.37219999999999,239.54866000000001,2.0263E-3,2.362E-4,-6.9889892578124702,192.10431,208.929,207.35930999999999,2.0260999999999999E-3,0,-7.0300048828124702,223.81649999999999,244.39769999999999,242.79123000000001,2.0281997999999999E-3,2.564E-4,-7.0279907226562202,220.1249,240.27019999999999,238.87568999999999,2.0241999999999999E-3,2.3040001E-4,-7.0229858398437202,221.2663,241.5429,240.10704000000001,2.0244999999999998E-3,2.3919999E-4,-7.0640014648437202,212.1728,231.40280000000001,229.97475,2.0206E-3,1.6919999999999999E-4,true,0.75548882597083677,32.457144636734945,28.742859820408544,11.284717392156352,7.8783151326053069,75.3,9.57874682472481,0.75130307425010823,4.0094256004014985E-2,39.48666666666729,29.230769230769315,0.19759905147713752,9.3669272622942668E-2,15.100020400375191,15.528337377769477,15.523465042394296]
[15,17,0,88.599994800529501,239.29998696541699,2,2,0,1,-8.7900146484374702,0.54979999999999996,0.53569999999999995,0.53478013999999996,7.7000000000000001E-5,7.9999999999999996E-6,-8.7900146484374702,0.45079999999999998,0.43909999999999999,0.43842896999999997,7.7000000000000001E-5,0,-8.7900146484374702,0.55740000000000001,0.54300000000000004,0.54194134000000005,7.6899996000000001E-5,8.6000000000000007E-6,-8.7900146484374702,0.54459999999999997,0.53059999999999996,0.52975910000000004,7.6799995000000003E-5,7.9999999999999996E-6,-8.7900146484374702,0.55279999999999996,0.53869999999999996,0.53777719999999996,7.6899996000000001E-5,7.9999999999999996E-6,-8.7900146484374702,0.51849999999999996,0.50539999999999996,0.50427520000000003,7.6899996000000001E-5,5.4999999999999999E-6,true,0.17171177898077181,32.4,30,7.5000000000000178,6.976744186046524,75.3,10.625,0.15281940332498678,0.2007314913427159,{"$error":"#DIV/0!"},{"$error":"#DIV/0!"},0.1302096438938527,-0.13004422002831362,21.960958296362019,21.999544522887717,21.976460633976806]
[15,18,0,90.000002656260094,249.10000309934301,0,0,0,{"$error":"#N/A"},{"$error":"#N/A"},{"$error":"#N/A"},{"$error":"#N/A"},{"$error":"#N/A"},{"$error":"#N/A"},{"$error":"#N/A"},{"$error":"#N/A"},{"$error":"#N/A"},{"$error":"#N/A"},{"$error":"#N/A"},{"$error":"#N/A"},{"$error":"#N/A"},{"$error":"#N/A"},{"$error":"#N/A"},{"$error":"#N/A"},{"$error":"#N/A"},{"$error":"#N/A"},{"$error":"#N/A"},{"$error":"#N/A"},{"$error":"#N/A"},{"$error":"#N/A"},{"$error":"#N/A"},{"$error":"#N/A"},{"$error":"#N/A"},{"$error":"#N/A"},{"$error":"#N/A"},{"$error":"#N/A"},{"$error":"#N/A"},{"$error":"#N/A"},{"$error":"#N/A"},{"$error":"#N/A"},{"$error":"#N/A"},{"$error":"#N/A"},{"$error":"#N/A"},{"$error":"#N/A"},{"$error":"#N/A"},false,{"$error":"#N/A"},{"$error":"#N/A"},{"$error":"#N/A"},{"$error":"#N/A"},{"$error":"#N/A"},{"$error":"#N/A"},{"$error":"#N/A"},{"$error":"#N/A"},{"$error":"#N/A"},{"$error":"#N/A"},{"$error":"#N/A"},{"$error":"#N/A"},{"$error":"#N/A"},{"$error":"#N/A"},{"$error":"#N/A"},{"$error":"#N/A"}]
[15,19,0,90.000002656260094,258.30000198931901,0,0,0,{"$error":"#N/A"},{"$error":"#N/A"},{"$error":"#N/A"},{"$error":"#N/A"},{"$error":"#N/A"},{"$error":"#N/A"},{"$error":"#N/A"},{"$error":"#N/A"},{"$error":"#N/A"},{"$error":"#N/A"},{"$error":"#N/A"},{"$error":"#N/A"},{"$error":"#N/A"},{"$error":"#N/A"},{"$error":"#N/A"},{"$error":"#N/A"},{"$error":"#N/A"},{"$error":"#N/A"},{"$error":"#N/A"},{"$error":"#N/A"},{"$error":"#N/A"},{"$error":"#N/A"},{"$error":"#N/A"},{"$error":"#N/A"},{"$error":"#N/A"},{"$error":"#N/A"},{"$error":"#N/A"},{"$error":"#N/A"},{"$error":"#N/A"},{"$error":"#N/A"},{"$error":"#N/A"},{"$error":"#N/A"},{"$error":"#N/A"},{"$error":"#N/A"},{"$error":"#N/A"},{"$error":"#N/A"},{"$error":"#N/A"},false,{"$error":"#N/A"},{"$error":"#N/A"},{"$error":"#N/A"},{"$error":"#N/A"},{"$error":"#N/A"},{"$error":"#N/A"},{"$error":"#N/A"},{"$error":"#N/A"},{"$error":"#N/A"},{"$error":"#N/A"},{"$error":"#N/A"},{"$error":"#N/A"},{"$error":"#N/A"},{"$error":"#N/A"},{"$error":"#N/A"},{"$error":"#N/A"}]
[15,20,0,90.000002656260094,267.49998145120099,0,0,0,{"$error":"#N/A"},{"$error":"#N/A"},{"$error":"#N/A"},{"$error":"#N/A"},{"$error":"#N/A"},{"$error":"#N/A"},{"$error":"#N/A"},{"$error":"#N/A"},{"$error":"#N/A"},{"$error":"#N/A"},{"$error":"#N/A"},{"$error":"#N/A"},{"$error":"#N/A"},{"$error":"#N/A"},{"$error":"#N/A"},{"$error":"#N/A"},{"$error":"#N/A"},{"$error":"#N/A"},{"$error":"#N/A"},{"$error":"#N/A"},{"$error":"#N/A"},{"$error":"#N/A"},{"$error":"#N/A"},{"$error":"#N/A"},{"$error":"#N/A"},{"$error":"#N/A"},{"$error":"#N/A"},{"$error":"#N/A"},{"$error":"#N/A"},{"$error":"#N/A"},{"$error":"#N/A"},{"$error":"#N/A"},{"$error":"#N/A"},{"$error":"#N/A"},{"$error":"#N/A"},{"$error":"#N/A"},{"$error":"#N/A"},false,{"$error":"#N/A"},{"$error":"#N/A"},{"$error":"#N/A"},{"$error":"#N/A"},{"$error":"#N/A"},{"$error":"#N/A"},{"$error":"#N/A"},{"$error":"#N/A"},{"$error":"#N/A"},{"$error":"#N/A"},{"$error":"#N/A"},{"$error":"#N/A"},{"$error":"#N/A"},{"$error":"#N/A"},{"$error":"#N/A"},{"$error":"#N/A"}]
[15,21,0,90.000002656260094,278.20002345105502,0,0,0,{"$error":"#N/A"},{"$error":"#N/A"},{"$error":"#N/A"},{"$error":"#N/A"},{"$error":"#N/A"},{"$error":"#N/A"},{"$error":"#N/A"},{"$error":"#N/A"},{"$error":"#N/A"},{"$error":"#N/A"},{"$error":"#N/A"},{"$error":"#N/A"},{"$error":"#N/A"},{"$error":"#N/A"},{"$error":"#N/A"},{"$error":"#N/A"},{"$error":"#N/A"},{"$error":"#N/A"},{"$error":"#N/A"},{"$error":"#N/A"},{"$error":"#N/A"},{"$error":"#N/A"},{"$error":"#N/A"},{"$error":"#N/A"},{"$error":"#N/A"},{"$error":"#N/A"},{"$error":"#N/A"},{"$error":"#N/A"},{"$error":"#N/A"},{"$error":"#N/A"},{"$error":"#N/A"},{"$error":"#N/A"},{"$error":"#N/A"},{"$error":"#N/A"},{"$error":"#N/A"},{"$error":"#N/A"},{"$error":"#N/A"},false,{"$error":"#N/A"},{"$error":"#N/A"},{"$error":"#N/A"},{"$error":"#N/A"},{"$error":"#N/A"},{"$error":"#N/A"},{"$error":"#N/A"},{"$error":"#N/A"},{"$error":"#N/A"},{"$error":"#N/A"},{"$error":"#N/A"},{"$error":"#N/A"},{"$error":"#N/A"},{"$error":"#N/A"},{"$error":"#N/A"},{"$error":"#N/A"}]
[15,22,0,90.000002656260094,291.29999843005902,0,0,0,{"$error":"#N/A"},{"$error":"#N/A"},{"$error":"#N/A"},{"$error":"#N/A"},{"$error":"#N/A"},{"$error":"#N/A"},{"$error":"#N/A"},{"$error":"#N/A"},{"$error":"#N/A"},{"$error":"#N/A"},{"$error":"#N/A"},{"$error":"#N/A"},{"$error":"#N/A"},{"$error":"#N/A"},{"$error":"#N/A"},{"$error":"#N/A"},{"$error":"#N/A"},{"$error":"#N/A"},{"$error":"#N/A"},{"$error":"#N/A"},{"$error":"#N/A"},{"$error":"#N/A"},{"$error":"#N/A"},{"$error":"#N/A"},{"$error":"#N/A"},{"$error":"#N/A"},{"$error":"#N/A"},{"$error":"#N/A"},{"$error":"#N/A"},{"$error":"#N/A"},{"$error":"#N/A"},{"$error":"#N/A"},{"$error":"#N/A"},{"$error":"#N/A"},{"$error":"#N/A"},{"$error":"#N/A"},{"$error":"#N/A"},false,{"$error":"#N/A"},{"$error":"#N/A"},{"$error":"#N/A"},{"$error":"#N/A"},{"$error":"#N/A"},{"$error":"#N/A"},{"$error":"#N/A"},{"$error":"#N/A"},{"$error":"#N/A"},{"$error":"#N/A"},{"$error":"#N/A"},{"$error":"#N/A"},{"$error":"#N/A"},{"$error":"#N/A"},{"$error":"#N/A"},{"$error":"#N/A"}]
[15,23,0,90.000002656260094,310.299974597774,0,0,0,{"$error":"#N/A"},{"$error":"#N/A"},{"$error":"#N/A"},{"$error":"#N/A"},{"$error":"#N/A"},{"$error":"#N/A"},{"$error":"#N/A"},{"$error":"#N/A"},{"$error":"#N/A"},{"$error":"#N/A"},{"$error":"#N/A"},{"$error":"#N/A"},{"$error":"#N/A"},{"$error":"#N/A"},{"$error":"#N/A"},{"$error":"#N/A"},{"$error":"#N/A"},{"$error":"#N/A"},{"$error":"#N/A"},{"$error":"#N/A"},{"$error":"#N/A"},{"$error":"#N/A"},{"$error":"#N/A"},{"$error":"#N/A"},{"$error":"#N/A"},{"$error":"#N/A"},{"$error":"#N/A"},{"$error":"#N/A"},{"$error":"#N/A"},{"$error":"#N/A"},{"$error":"#N/A"},{"$error":"#N/A"},{"$error":"#N/A"},{"$error":"#N/A"},{"$error":"#N/A"},{"$error":"#N/A"},{"$error":"#N/A"},false,{"$error":"#N/A"},{"$error":"#N/A"},{"$error":"#N/A"},{"$error":"#N/A"},{"$error":"#N/A"},{"$error":"#N/A"},{"$error":"#N/A"},{"$error":"#N/A"},{"$error":"#N/A"},{"$error":"#N/A"},{"$error":"#N/A"},{"$error":"#N/A"},{"$error":"#N/A"},{"$error":"#N/A"},{"$error":"#N/A"},{"$error":"#N/A"}]
[16,0,0,90.000002656260094,340.399978357186,0,0,0,{"$error":"#N/A"},{"$error":"#N/A"},{"$error":"#N/A"},{"$error":"#N/A"},{"$error":"#N/A"},{"$error":"#N/A"},{"$error":"#N/A"},{"$error":"#N/A"},{"$error":"#N/A"},{"$error":"#N/A"},{"$error":"#N/A"},{"$error":"#N/A"},{"$error":"#N/A"},{"$error":"#N/A"},{"$error":"#N/A"},{"$error":"#N/A"},{"$error":"#N/A"},{"$error":"#N/A"},{"$error":"#N/A"},{"$error":"#N/A"},{"$error":"#N/A"},{"$error":"#N/A"},{"$error":"#N/A"},{"$error":"#N/A"},{"$error":"#N/A"},{"$error":"#N/A"},{"$error":"#N/A"},{"$error":"#N/A"},{"$error":"#N/A"},{"$error":"#N/A"},{"$error":"#N/A"},{"$error":"#N/A"},{"$error":"#N/A"},{"$error":"#N/A"},{"$error":"#N/A"},{"$error":"#N/A"},{"$error":"#N/A"},false,{"$error":"#N/A"},{"$error":"#N/A"},{"$error":"#N/A"},{"$error":"#N/A"},{"$error":"#N/A"},{"$error":"#N/A"},{"$error":"#N/A"},{"$error":"#N/A"},{"$error":"#N/A"},{"$error":"#N/A"},{"$error":"#N/A"},{"$error":"#N/A"},{"$error":"#N/A"},{"$error":"#N/A"},{"$error":"#N/A"},{"$error":"#N/A"}]
[16,1,0,90.000002656260094,19.5000006564734,0,0,0,{"$error":"#N/A"},{"$error":"#N/A"},{"$error":"#N/A"},{"$error":"#N/A"},{"$error":"#N/A"},{"$error":"#N/A"},{"$error":"#N/A"},{"$error":"#N/A"},{"$error":"#N/A"},{"$error":"#N/A"},{"$error":"#N/A"},{"$error":"#N/A"},{"$error":"#N/A"},{"$error":"#N/A"},{"$error":"#N/A"},{"$error":"#N/A"},{"$error":"#N/A"},{"$error":"#N/A"},{"$error":"#N/A"},{"$error":"#N/A"},{"$error":"#N/A"},{"$error":"#N/A"},{"$error":"#N/A"},{"$error":"#N/A"},{"$error":"#N/A"},{"$error":"#N/A"},{"$error":"#N/A"},{"$error":"#N/A"},{"$error":"#N/A"},{"$error":"#N/A"},{"$error":"#N/A"},{"$error":"#N/A"},{"$error":"#N/A"},{"$error":"#N/A"},{"$error":"#N/A"},{"$error":"#N/A"},{"$error":"#N/A"},false,{"$error":"#N/A"},{"$error":"#N/A"},{"$error":"#N/A"},{"$error":"#N/A"},{"$error":"#N/A"},{"$error":"#N/A"},{"$error":"#N/A"},{"$error":"#N/A"},{"$error":"#N/A"},{"$error":"#N/A"},{"$error":"#N/A"},{"$error":"#N/A"},{"$error":"#N/A"},{"$error":"#N/A"},{"$error":"#N/A"},{"$error":"#N/A"}]
[16,2,0,90.000002656260094,49.499999518133698,0,0,0,{"$error":"#N/A"},{"$error":"#N/A"},{"$error":"#N/A"},{"$error":"#N/A"},{"$error":"#N/A"},{"$error":"#N/A"},{"$error":"#N/A"},{"$error":"#N/A"},{"$error":"#N/A"},{"$error":"#N/A"},{"$error":"#N/A"},{"$error":"#N/A"},{"$error":"#N/A"},{"$error":"#N/A"},{"$error":"#N/A"},{"$error":"#N/A"},{"$error":"#N/A"},{"$error":"#N/A"},{"$error":"#N/A"},{"$error":"#N/A"},{"$error":"#N/A"},{"$error":"#N/A"},{"$error":"#N/A"},{"$error":"#N/A"},{"$error":"#N/A"},{"$error":"#N/A"},{"$error":"#N/A"},{"$error":"#N/A"},{"$error":"#N/A"},{"$error":"#N/A"},{"$error":"#N/A"},{"$error":"#N/A"},{"$error":"#N/A"},{"$error":"#N/A"},{"$error":"#N/A"},{"$error":"#N/A"},{"$error":"#N/A"},false,{"$error":"#N/A"},{"$error":"#N/A"},{"$error":"#N/A"},{"$error":"#N/A"},{"$error":"#N/A"},{"$error":"#N/A"},{"$error":"#N/A"},{"$error":"#N/A"},{"$error":"#N/A"},{"$error":"#N/A"},{"$error":"#N/A"},{"$error":"#N/A"},{"$error":"#N/A"},{"$error":"#N/A"},{"$error":"#N/A"},{"$error":"#N/A"}]
[16,3,0,90.000002656260094,68.599996368926497,0,0,0,{"$error":"#N/A"},{"$error":"#N/A"},{"$error":"#N/A"},{"$error":"#N/A"},{"$error":"#N/A"},{"$error":"#N/A"},{"$error":"#N/A"},{"$error":"#N/A"},{"$error":"#N/A"},{"$error":"#N/A"},{"$error":"#N/A"},{"$error":"#N/A"},{"$error":"#N/A"},{"$error":"#N/A"},{"$error":"#N/A"},{"$error":"#N/A"},{"$error":"#N/A"},{"$error":"#N/A"},{"$error":"#N/A"},{"$error":"#N/A"},{"$error":"#N/A"},{"$error":"#N/A"},{"$error":"#N/A"},{"$error":"#N/A"},{"$error":"#N/A"},{"$error":"#N/A"},{"$error":"#N/A"},{"$error":"#N/A"},{"$error":"#N/A"},{"$error":"#N/A"},{"$error":"#N/A"},{"$error":"#N/A"},{"$error":"#N/A"},{"$error":"#N/A"},{"$error":"#N/A"},{"$error":"#N/A"},{"$error":"#N/A"},false,{"$error":"#N/A"},{"$error":"#N/A"},{"$error":"#N/A"},{"$error":"#N/A"},{"$error":"#N/A"},{"$error":"#N/A"},{"$error":"#N/A"},{"$error":"#N/A"},{"$error":"#N/A"},{"$error":"#N/A"},{"$error":"#N/A"},{"$error":"#N/A"},{"$error":"#N/A"},{"$error":"#N/A"},{"$error":"#N/A"},{"$error":"#N/A"}]
[16,4,0,90.000002656260094,81.700000490071304,0,0,0,{"$error":"#N/A"},{"$error":"#N/A"},{"$error":"#N/A"},{"$error":"#N/A"},{"$error":"#N/A"},{"$error":"#N/A"},{"$error":"#N/A"},{"$error":"#N/A"},{"$error":"#N/A"},{"$error":"#N/A"},{"$error":"#N/A"},{"$error":"#N/A"},{"$error":"#N/A"},{"$error":"#N/A"},{"$error":"#N/A"},{"$error":"#N/A"},{"$error":"#N/A"},{"$error":"#N/A"},{"$error":"#N/A"},{"$error":"#N/A"},{"$error":"#N/A"},{"$error":"#N/A"},{"$error":"#N/A"},{"$error":"#N/A"},{"$error":"#N/A"},{"$error":"#N/A"},{"$error":"#N/A"},{"$error":"#N/A"},{"$error":"#N/A"},{"$error":"#N/A"},{"$error":"#N/A"},{"$error":"#N/A"},{"$error":"#N/A"},{"$error":"#N/A"},{"$error":"#N/A"},{"$error":"#N/A"},{"$error":"#N/A"},false,{"$error":"#N/A"},{"$error":"#N/A"},{"$error":"#N/A"},{"$error":"#N/A"},{"$error":"#N/A"},{"$error":"#N/A"},{"$error":"#N/A"},{"$error":"#N/A"},{"$error":"#N/A"},{"$error":"#N/A"},{"$error":"#N/A"},{"$error":"#N/A"},{"$error":"#N/A"},{"$error":"#N/A"},{"$error":"#N/A"},{"$error":"#N/A"}]
[16,5,0,90.000002656260094,91.999998613801694,0,0,0,{"$error":"#N/A"},{"$error":"#N/A"},{"$error":"#N/A"},{"$error":"#N/A"},{"$error":"#N/A"},{"$error":"#N/A"},{"$error":"#N/A"},{"$error":"#N/A"},{"$error":"#N/A"},{"$error":"#N/A"},{"$error":"#N/A"},{"$error":"#N/A"},{"$error":"#N/A"},{"$error":"#N/A"},{"$error":"#N/A"},{"$error":"#N/A"},{"$error":"#N/A"},{"$error":"#N/A"},{"$error":"#N/A"},{"$error":"#N/A"},{"$error":"#N/A"},{"$error":"#N/A"},{"$error":"#N/A"},{"$error":"#N/A"},{"$error":"#N/A"},{"$error":"#N/A"},{"$error":"#N/A"},{"$error":"#N/A"},{"$error":"#N/A"},{"$error":"#N/A"},{"$error":"#N/A"},{"$error":"#N/A"},{"$error":"#N/A"},{"$error":"#N/A"},{"$error":"#N/A"},{"$error":"#N/A"},{"$error":"#N/A"},false,{"$error":"#N/A"},{"$error":"#N/A"},{"$error":"#N/A"},{"$error":"#N/A"},{"$error":"#N/A"},{"$error":"#N/A"},{"$error":"#N/A"},{"$error":"#N/A"},{"$error":"#N/A"},{"$error":"#N/A"},{"$error":"#N/A"},{"$error":"#N/A"},{"$error":"#N/A"},{"$error":"#N/A"},{"$error":"#N/A"},{"$error":"#N/A"}]
[16,6,0,90.000002656260094,101.600002523713,0,0,0,{"$error":"#N/A"},{"$error":"#N/A"},{"$error":"#N/A"},{"$error":"#N/A"},{"$error":"#N/A"},{"$error":"#N/A"},{"$error":"#N/A"},{"$error":"#N/A"},{"$error":"#N/A"},{"$error":"#N/A"},{"$error":"#N/A"},{"$error":"#N/A"},{"$error":"#N/A"},{"$error":"#N/A"},{"$error":"#N/A"},{"$error":"#N/A"},{"$error":"#N/A"},{"$error":"#N/A"},{"$error":"#N/A"},{"$error":"#N/A"},{"$error":"#N/A"},{"$error":"#N/A"},{"$error":"#N/A"},{"$error":"#N/A"},{"$error":"#N/A"},{"$error":"#N/A"},{"$error":"#N/A"},{"$error":"#N/A"},{"$error":"#N/A"},{"$error":"#N/A"},{"$error":"#N/A"},{"$error":"#N/A"},{"$error":"#N/A"},{"$error":"#N/A"},{"$error":"#N/A"},{"$error":"#N/A"},{"$error":"#N/A"},false,{"$error":"#N/A"},{"$error":"#N/A"},{"$error":"#N/A"},{"$error":"#N/A"},{"$error":"#N/A"},{"$error":"#N/A"},{"$error":"#N/A"},{"$error":"#N/A"},{"$error":"#N/A"},{"$error":"#N/A"},{"$error":"#N/A"},{"$error":"#N/A"},{"$error":"#N/A"},{"$error":"#N/A"},{"$error":"#N/A"},{"$error":"#N/A"}]
[16,7,0,90.000002656260094,110.800001413689,0,0,0,{"$error":"#N/A"},{"$error":"#N/A"},{"$error":"#N/A"},{"$error":"#N/A"},{"$error":"#N/A"},{"$error":"#N/A"},{"$error":"#N/A"},{"$error":"#N/A"},{"$error":"#N/A"},{"$error":"#N/A"},{"$error":"#N/A"},{"$error":"#N/A"},{"$error":"#N/A"},{"$error":"#N/A"},{"$error":"#N/A"},{"$error":"#N/A"},{"$error":"#N/A"},{"$error":"#N/A"},{"$error":"#N/A"},{"$error":"#N/A"},{"$error":"#N/A"},{"$error":"#N/A"},{"$error":"#N/A"},{"$error":"#N/A"},{"$error":"#N/A"},{"$error":"#N/A"},{"$error":"#N/A"},{"$error":"#N/A"},{"$error":"#N/A"},{"$error":"#N/A"},{"$error":"#N/A"},{"$error":"#N/A"},{"$error":"#N/A"},{"$error":"#N/A"},{"$error":"#N/A"},{"$error":"#N/A"},{"$error":"#N/A"},false,{"$error":"#N/A"},{"$error":"#N/A"},{"$error":"#N/A"},{"$error":"#N/A"},{"$error":"#N/A"},{"$error":"#N/A"},{"$error":"#N/A"},{"$error":"#N/A"},{"$error":"#N/A"},{"$error":"#N/A"},{"$error":"#N/A"},{"$error":"#N/A"},{"$error":"#N/A"},{"$error":"#N/A"},{"$error":"#N/A"},{"$error":"#N/A"}]
[16,8,0,88.499998402568806,120.599998119522,4,4,0,1,-16.919989013671799,2.206,2.1362999999999999,2.1324689999999999,1.5369999000000001E-4,1.5999999999999999E-5,-16.919989013671799,1.8011999999999999,1.7442,1.7411337,1.5330000000000001E-4,0,-16.919989013671799,2.2393999999999998,2.1686999999999999,2.1651292,1.5379999000000001E-4,1.7600001E-5,-16.919989013671799,2.1911999999999998,2.1219000000000001,2.1183974999999999,1.5369999000000001E-4,1.5500000000000001E-5,-16.919989013671799,2.2061000000000002,2.1364999999999998,2.133016,1.5330000000000001E-4,1.5999999999999999E-5,-16.929998779296799,2.0703,2.0047999999999999,2.0016335999999999,1.5330000000000001E-4,1.1E-5,true,0.17932874596264187,33.200001999999998,29.000000000000004,13.548393548387082,9.090914256198058,75.3,10.606249375000001,0.17579979360164924,3.742894877318282E-2,{"$error":"#DIV/0!"},{"$error":"#DIV/0!"},6.5061812951316966E-2,6.5019510079289411E-2,22.473906284699094,22.48022015823873,22.475890277696649]
[16,9,0,79.400000767577396,131.500003773157,88,77,59.798416000000003,0.875,-13.4690002441406,486.62360000000001,546.88779999999997,544.27959999999996,4.0156000000000002E-3,3.6049999999999998E-4,-13.405004882812401,441.07220000000001,495.15620000000001,492.41739999999999,4.0178000000000002E-3,0,-13.476019287109301,491.59039999999999,552.52769999999998,549.95574999999997,4.0204000000000004E-3,3.9449999999999999E-4,-13.466009521484301,484.19418000000002,544.13149999999996,541.78530000000001,4.0134999999999997E-3,3.4319999999999999E-4,-13.461004638671801,485.58640000000003,545.69899999999996,543.28369999999995,4.0127000000000001E-3,3.5510000000000001E-4,-13.527990722656201,472.1207,530.53380000000004,528.28869999999995,4.0082E-3,2.5420001000000001E-4,true,0.47691683742076724,33.904856680362407,28.820614352885464,14.947552447552436,8.6185044359949341,75.3,12.138973647711513,0.55311838971218097,-0.92500863518018217,47.111111111111022,31.777777777776787,0.17191977077366527,0.11939110536265396,10.327424852439124,10.447531506219644,10.532162348446658]
[16,10,0,71.800002529253902,143.60000505850701,176,142,108.857506,0.80681820000000004,-10.290991210937401,1073.7619999999999,1199.0806,1194.3545999999999,8.0283005000000001E-3,8.9269999999999996E-4,-10.144995117187401,956.42290000000003,1067.5926999999999,1062.6206,8.0196E-3,0,-10.304998779296801,1084.0795000000001,1210.6537000000001,1205.3904,8.0342999999999994E-3,9.6590000000000001E-4,-10.282995605468701,1067.0468000000001,1191.5473999999999,1186.0401999999999,7.9921000000000002E-3,8.7710000000000002E-4,-10.272009277343701,1072.6718000000001,1197.7944,1192.6666,8.0026999999999997E-3,9.0990000000000005E-4,-10.393988037109301,1046.0195000000001,1168.4453000000001,1163.08,7.9538999999999999E-3,7.5409999999999995E-4,true,0.39413530666746777,33.594351732991008,27.89473684210526,10.124273172956322,7.5784242675225215,75.3,9.9932793771703832,0.46573004854753641,-0.71546625754392679,36.475409836065523,27.827868852459115,0.52802142115337958,7.4673586995743779E-2,12.268537275717668,12.31629815378094,12.397086975351309]
[16,11,0,66.199995391448596,157.399983965377,292,165,314.7106,0.56506849999999997,-5.9329895019530996,1806.413,1990.5021999999999,1982.6522,1.3406400000000001E-2,1.1150000000000001E-3,-5.7609924316405996,1659.8877,1828.4409000000001,1822.0028,1.3403201E-2,0,-5.9639953613280996,1820.5935999999999,2006.2847999999999,1999.1375,1.34149995E-2,1.2147E-3,-5.9199890136718496,1793.7913000000001,1976.5544,1969.4158,1.3374199999999999E-2,1.0506999999999999E-3,-5.9119934082030996,1802.3027,1985.8596,1978.8824,1.3385299999999999E-2,1.1045E-3,-6.0990051269530996,1762.8690999999999,1943.5628999999999,1937.52,1.3316700000000001E-2,8.7230000000000001E-4,true,0.39437283716641502,34.745908699397063,27.683031869078377,15.608641857809079,8.2077879311764139,75.3,13.023677130044842,0.35210872826133327,0.55043410856883779,34.329373177842783,28.381924198250697,0.30506123730766888,6.4103617745192576E-2,8.8274224816534286,8.8633600353175126,8.8171873281424151]
[16,12,0,63.200001455136203,172.500003472157,373,164,463.54050000000001,0.43967827999999998,-3.4329895019531,2070.3420000000001,2263.9946,2252.5427,1.5230499999999999E-2,1.3048000000000001E-3,-3.2510131835937202,1899.9036000000001,2076.8710000000001,2067.6046999999999,1.5234599999999999E-2,0,-3.4859985351562202,2088.6106,2284.2773000000002,2273.2262999999998,1.5236899999999999E-2,1.4375E-3,-3.4419921874999702,2058.2042999999999,2250.8114999999998,2241.1010000000001,1.5231400000000001E-2,1.2112E-3,-3.4100097656249702,2069.9994999999999,2263.4726999999998,2253.3593999999998,1.5236E-2,1.2966E-3,-3.6839965820312202,2015.4738,2205.7570000000001,2195.9445999999998,1.5217E-2,8.9950000000000002E-4,true,0.50582717820970169,33.548224628557037,27.849408209519012,18.683949801849398,9.2313043478260859,75.3,12.672670141017779,0.44616637239386697,0.75606171245138842,30.47368421052624,27.578947368421723,3.6109615662383021E-2,4.200329463341923E-2,8.970897260260994,9.0098807292316128,8.9445530859936682]
[16,13,0,63.200001455136203,187.500007152883,415,104,689.76599999999996,0.25060241999999999,-1.3550170898437199,2326.2979999999998,2527.8708000000001,2509.1689999999999,1.7128399999999998E-2,1.3604999999999999E-3,-1.1650146484374699,2149.232,2334.3645000000001,2320.6552999999999,1.7137300000000001E-2,0,-1.3899902343749699,2346.3535000000002,2549.9005999999999,2531.2075,1.71369E-2,1.5051999999999999E-3,-1.35199584960935,2311.5425,2511.8445000000002,2495.366,1.7131899999999999E-2,1.2446E-3,-1.3340209960937199,2323.8119999999999,2525.0167999999999,2509.335,1.71323E-2,1.338E-3,-1.6000122070312199,2266.1052,2464.3703999999998,2446.915,1.71053E-2,9.2460000000000003E-4,true,0.73982420304076757,34.04450895016933,27.740686985970004,20.938454121806195,9.6133404198777583,75.3,13.589783167952957,0.58727760810277219,2.0730751482169074,31.703703703703912,29.851851851851443,2.9185320950975147E-2,4.9600569531249583E-2,8.2385708011047587,8.2894637919656518,8.1232960362532083]
[16,14,0,66.199995391448596,202.60000723156901,357,100,636.85530000000006,0.28011206,-9.4000244140602193E-2,2477.0623000000001,2681.2754,2667.1664999999998,1.8646900000000001E-2,9.9280000000000006E-4,8.0010986328147696E-2,2346.5641999999998,2538.9823999999999,2527.0369000000001,1.86436E-2,0,-0.120001220703102,2492.0437000000002,2697.67,2683.9580000000001,1.86687E-2,1.0851999999999999E-3,-8.0999755859352193E-2,2457.2554,2659.777,2646.7658999999999,1.8621599999999999E-2,8.6680000000000004E-4,-6.4001464843727193E-2,2467.6282000000001,2670.8434999999999,2658.6396,1.8642100000000002E-2,9.2559999999999995E-4,-0.25699462890622699,2430.0949999999998,2631.8162000000002,2620.2224000000001,1.85687E-2,7.1219999999999996E-4,true,0.52620107580147035,37.478912839737575,27.244611059044054,25.196123673281011,8.5145595281975517,75.3,19.78213134568896,0.47048376546445581,1.1022071513153351,33.623978201634564,27.207084468664466,0.25293207887615576,0.11677299437025113,5.5612414098877103,5.6043318772119148,5.5452138431377769]
[16,15,0,71.800002529253902,216.39999585248501,293,66,726.78394000000003,0.22525597,1.7539916992187701,2981.1433000000002,3207.9762999999998,3196.4994999999999,2.2887500000000002E-2,6.066E-4,1.8739868164062701,2901.1653000000001,3120.9481999999998,3108.7865999999999,2.2881700000000001E-2,0,1.73699340820314,2990.7314000000001,3218.4369999999999,3206.3887,2.2901700000000001E-2,6.6600000000000003E-4,1.7849975585937701,2959.2159999999999,3184.1377000000002,3173.3384000000001,2.2864099999999998E-2,4.6200000000000001E-4,1.78899536132814,2965.0001999999999,3190.3071,3178.915,2.2864300000000001E-2,5.0639999999999995E-4,1.74498901367189,2952.3267000000001,3177.1071999999999,3166.3542000000002,2.2829599999999999E-2,4.44E-4,true,0.35775825401203598,55.576923076923102,22.88461538461539,44.155844155844171,8.9189189189189282,75.3,38.730794592812401,0.38967644512651345,-1.2362169038289568,40.77809798270826,29.942363112391273,0.16444994554782877,6.2004130697712601E-2,2.756754329027721,2.7885147212632364,2.8214513019324001]
[16,16,0,79.400000767577396,228.500006851883,159,38,657.7826,0.2389937,-4.8679870605468496,1511.3987,1660.7902999999999,1646.1016,1.1959300000000001E-2,3.1060000000000001E-4,-4.8259948730468496,1470.3501000000001,1615.5607,1603.8284000000001,1.19562E-2,0,-4.8840087890624702,1519.2913000000001,1669.5435,1656.3568,1.196E-2,3.702E-4,-4.8630126953124702,1499.5481,1647.7765999999999,1635.5878,1.19554E-2,2.2379999999999999E-4,-4.8609985351562202,1502.5909999999999,1651.1029000000001,1638.4623999999999,1.1953099999999999E-2,2.4929999999999999E-4,-4.8609985351562202,1495.3670999999999,1643.1727000000001,1629.2964999999999,1.1946999999999999E-2,2.0029999999999999E-4,true,0.88444037757204674,54.673469387755105,24.795918367346939,65.415549597855232,16.099405726634252,75.3,39.50386349001932,0.72620607817458638,6.2508661628361208,41.31147540983676,33.770491803278922,3.8476337052717469E-2,5.8528428093618245E-3,2.7917568747742356,2.799622446869368,2.6357682654827572]
[16,17,0,88.499998402568806,239.399983363377,10,10,0,1,-12.7299865722656,13.7857,13.393700000000001,13.370272,3.8440001999999999E-4,3.9799996999999997E-5,-12.720007324218701,11.287800000000001,10.966900000000001,10.947575000000001,3.8400000000000001E-4,0,-12.7299865722656,13.969900000000001,13.572699999999999,13.549576,3.8410000000000001E-4,4.2899999999999999E-5,-12.7299865722656,13.6516,13.2636,13.242136,3.838E-4,3.8299997000000001E-5,-12.726995849609301,13.8485,13.454700000000001,13.433185999999999,3.8430000000000002E-4,4.0799997999999997E-5,-12.7399963378906,12.983601,12.6149,12.594385000000001,3.8400000000000001E-4,2.7500000000000001E-5,true,0.17491805849019235,31.578949109616406,28.120299717338305,12.010452637894463,7.2261142191142209,75.3,10.658292687811008,0.17621205627844019,-1.3791807164525645E-2,23.333333333333332,13.333333333333336,7.8165711307964791E-2,-7.8109867222075913E-2,22.129201438721445,22.128404562820851,22.12998769133803]
[16,18,0,90.000002656260094,249.19999949730399,0,0,0,{"$error":"#N/A"},{"$error":"#N/A"},{"$error":"#N/A"},{"$error":"#N/A"},{"$error":"#N/A"},{"$error":"#N/A"},{"$error":"#N/A"},{"$error":"#N/A"},{"$error":"#N/A"},{"$error":"#N/A"},{"$error":"#N/A"},{"$error":"#N/A"},{"$error":"#N/A"},{"$error":"#N/A"},{"$error":"#N/A"},{"$error":"#N/A"},{"$error":"#N/A"},{"$error":"#N/A"},{"$error":"#N/A"},{"$error":"#N/A"},{"$error":"#N/A"},{"$error":"#N/A"},{"$error":"#N/A"},{"$error":"#N/A"},{"$error":"#N/A"},{"$error":"#N/A"},{"$error":"#N/A"},{"$error":"#N/A"},{"$error":"#N/A"},{"$error":"#N/A"},{"$error":"#N/A"},{"$error":"#N/A"},{"$error":"#N/A"},{"$error":"#N/A"},{"$error":"#N/A"},{"$error":"#N/A"},{"$error":"#N/A"},false,{"$error":"#N/A"},{"$error":"#N/A"},{"$error":"#N/A"},{"$error":"#N/A"},{"$error":"#N/A"},{"$error":"#N/A"},{"$error":"#N/A"},{"$error":"#N/A"},{"$error":"#N/A"},{"$error":"#N/A"},{"$error":"#N/A"},{"$error":"#N/A"},{"$error":"#N/A"},{"$error":"#N/A"},{"$error":"#N/A"},{"$error":"#N/A"}]
[16,19,0,90.000002656260094,258.39999838727999,0,0,0,{"$error":"#N/A"},{"$error":"#N/A"},{"$error":"#N/A"},{"$error":"#N/A"},{"$error":"#N/A"},{"$error":"#N/A"},{"$error":"#N/A"},{"$error":"#N/A"},{"$error":"#N/A"},{"$error":"#N/A"},{"$error":"#N/A"},{"$error":"#N/A"},{"$error":"#N/A"},{"$error":"#N/A"},{"$error":"#N/A"},{"$error":"#N/A"},{"$error":"#N/A"},{"$error":"#N/A"},{"$error":"#N/A"},{"$error":"#N/A"},{"$error":"#N/A"},{"$error":"#N/A"},{"$error":"#N/A"},{"$error":"#N/A"},{"$error":"#N/A"},{"$error":"#N/A"},{"$error":"#N/A"},{"$error":"#N/A"},{"$error":"#N/A"},{"$error":"#N/A"},{"$error":"#N/A"},{"$error":"#N/A"},{"$error":"#N/A"},{"$error":"#N/A"},{"$error":"#N/A"},{"$error":"#N/A"},{"$error":"#N/A"},false,{"$error":"#N/A"},{"$error":"#N/A"},{"$error":"#N/A"},{"$error":"#N/A"},{"$error":"#N/A"},{"$error":"#N/A"},{"$error":"#N/A"},{"$error":"#N/A"},{"$error":"#N/A"},{"$error":"#N/A"},{"$error":"#N/A"},{"$error":"#N/A"},{"$error":"#N/A"},{"$error":"#N/A"},{"$error":"#N/A"},{"$error":"#N/A"}]
[16,20,0,90.000002656260094,268.00002172528502,0,0,0,{"$error":"#N/A"},{"$error":"#N/A"},{"$error":"#N/A"},{"$error":"#N/A"},{"$error":"#N/A"},{"$error":"#N/A"},{"$error":"#N/A"},{"$error":"#N/A"},{"$error":"#N/A"},{"$error":"#N/A"},{"$error":"#N/A"},{"$error":"#N/A"},{"$error":"#N/A"},{"$error":"#N/A"},{"$error":"#N/A"},{"$error":"#N/A"},{"$error":"#N/A"},{"$error":"#N/A"},{"$error":"#N/A"},{"$error":"#N/A"},{"$error":"#N/A"},{"$error":"#N/A"},{"$error":"#N/A"},{"$error":"#N/A"},{"$error":"#N/A"},{"$error":"#N/A"},{"$error":"#N/A"},{"$error":"#N/A"},{"$error":"#N/A"},{"$error":"#N/A"},{"$error":"#N/A"},{"$error":"#N/A"},{"$error":"#N/A"},{"$error":"#N/A"},{"$error":"#N/A"},{"$error":"#N/A"},{"$error":"#N/A"},false,{"$error":"#N/A"},{"$error":"#N/A"},{"$error":"#N/A"},{"$error":"#N/A"},{"$error":"#N/A"},{"$error":"#N/A"},{"$error":"#N/A"},{"$error":"#N/A"},{"$error":"#N/A"},{"$error":"#N/A"},{"$error":"#N/A"},{"$error":"#N/A"},{"$error":"#N/A"},{"$error":"#N/A"},{"$error":"#N/A"},{"$error":"#N/A"}]
[16,21,0,90.000002656260094,278.300000420922,0,0,0,{"$error":"#N/A"},{"$error":"#N/A"},{"$error":"#N/A"},{"$error":"#N/A"},{"$error":"#N/A"},{"$error":"#N/A"},{"$error":"#N/A"},{"$error":"#N/A"},{"$error":"#N/A"},{"$error":"#N/A"},{"$error":"#N/A"},{"$error":"#N/A"},{"$error":"#N/A"},{"$error":"#N/A"},{"$error":"#N/A"},{"$error":"#N/A"},{"$error":"#N/A"},{"$error":"#N/A"},{"$error":"#N/A"},{"$error":"#N/A"},{"$error":"#N/A"},{"$error":"#N/A"},{"$error":"#N/A"},{"$error":"#N/A"},{"$error":"#N/A"},{"$error":"#N/A"},{"$error":"#N/A"},{"$error":"#N/A"},{"$error":"#N/A"},{"$error":"#N/A"},{"$error":"#N/A"},{"$error":"#N/A"},{"$error":"#N/A"},{"$error":"#N/A"},{"$error":"#N/A"},{"$error":"#N/A"},{"$error":"#N/A"},false,{"$error":"#N/A"},{"$error":"#N/A"},{"$error":"#N/A"},{"$error":"#N/A"},{"$error":"#N/A"},{"$error":"#N/A"},{"$error":"#N/A"},{"$error":"#N/A"},{"$error":"#N/A"},{"$error":"#N/A"},{"$error":"#N/A"},{"$error":"#N/A"},{"$error":"#N/A"},{"$error":"#N/A"},{"$error":"#N/A"},{"$error":"#N/A"}]
[16,22,0,90.000002656260094,291.39999482802,0,0,0,{"$error":"#N/A"},{"$error":"#N/A"},{"$error":"#N/A"},{"$error":"#N/A"},{"$error":"#N/A"},{"$error":"#N/A"},{"$error":"#N/A"},{"$error":"#N/A"},{"$error":"#N/A"},{"$error":"#N/A"},{"$error":"#N/A"},{"$error":"#N/A"},{"$error":"#N/A"},{"$error":"#N/A"},{"$error":"#N/A"},{"$error":"#N/A"},{"$error":"#N/A"},{"$error":"#N/A"},{"$error":"#N/A"},{"$error":"#N/A"},{"$error":"#N/A"},{"$error":"#N/A"},{"$error":"#N/A"},{"$error":"#N/A"},{"$error":"#N/A"},{"$error":"#N/A"},{"$error":"#N/A"},{"$error":"#N/A"},{"$error":"#N/A"},{"$error":"#N/A"},{"$error":"#N/A"},{"$error":"#N/A"},{"$error":"#N/A"},{"$error":"#N/A"},{"$error":"#N/A"},{"$error":"#N/A"},{"$error":"#N/A"},false,{"$error":"#N/A"},{"$error":"#N/A"},{"$error":"#N/A"},{"$error":"#N/A"},{"$error":"#N/A"},{"$error":"#N/A"},{"$error":"#N/A"},{"$error":"#N/A"},{"$error":"#N/A"},{"$error":"#N/A"},{"$error":"#N/A"},{"$error":"#N/A"},{"$error":"#N/A"},{"$error":"#N/A"},{"$error":"#N/A"},{"$error":"#N/A"}]
[16,23,0,90.000002656260094,310.49998682178898,0,0,0,{"$error":"#N/A"},{"$error":"#N/A"},{"$error":"#N/A"},{"$error":"#N/A"},{"$error":"#N/A"},{"$error":"#N/A"},{"$error":"#N/A"},{"$error":"#N/A"},{"$error":"#N/A"},{"$error":"#N/A"},{"$error":"#N/A"},{"$error":"#N/A"},{"$error":"#N/A"},{"$error":"#N/A"},{"$error":"#N/A"},{"$error":"#N/A"},{"$error":"#N/A"},{"$error":"#N/A"},{"$error":"#N/A"},{"$error":"#N/A"},{"$error":"#N/A"},{"$error":"#N/A"},{"$error":"#N/A"},{"$error":"#N/A"},{"$error":"#N/A"},{"$error":"#N/A"},{"$error":"#N/A"},{"$error":"#N/A"},{"$error":"#N/A"},{"$error":"#N/A"},{"$error":"#N/A"},{"$error":"#N/A"},{"$error":"#N/A"},{"$error":"#N/A"},{"$error":"#N/A"},{"$error":"#N/A"},{"$error":"#N/A"},false,{"$error":"#N/A"},{"$error":"#N/A"},{"$error":"#N/A"},{"$error":"#N/A"},{"$error":"#N/A"},{"$error":"#N/A"},{"$error":"#N/A"},{"$error":"#N/A"},{"$error":"#N/A"},{"$error":"#N/A"},{"$error":"#N/A"},{"$error":"#N/A"},{"$error":"#N/A"},{"$error":"#N/A"},{"$error":"#N/A"},{"$error":"#N/A"}]
[17,0,0,90.000002656260094,340.49999418324097,0,0,0,{"$error":"#N/A"},{"$error":"#N/A"},{"$error":"#N/A"},{"$error":"#N/A"},{"$error":"#N/A"},{"$error":"#N/A"},{"$error":"#N/A"},{"$error":"#N/A"},{"$error":"#N/A"},{"$error":"#N/A"},{"$error":"#N/A"},{"$error":"#N/A"},{"$error":"#N/A"},{"$error":"#N/A"},{"$error":"#N/A"},{"$error":"#N/A"},{"$error":"#N/A"},{"$error":"#N/A"},{"$error":"#N/A"},{"$error":"#N/A"},{"$error":"#N/A"},{"$error":"#N/A"},{"$error":"#N/A"},{"$error":"#N/A"},{"$error":"#N/A"},{"$error":"#N/A"},{"$error":"#N/A"},{"$error":"#N/A"},{"$error":"#N/A"},{"$error":"#N/A"},{"$error":"#N/A"},{"$error":"#N/A"},{"$error":"#N/A"},{"$error":"#N/A"},{"$error":"#N/A"},{"$error":"#N/A"},{"$error":"#N/A"},false,{"$error":"#N/A"},{"$error":"#N/A"},{"$error":"#N/A"},{"$error":"#N/A"},{"$error":"#N/A"},{"$error":"#N/A"},{"$error":"#N/A"},{"$error":"#N/A"},{"$error":"#N/A"},{"$error":"#N/A"},{"$error":"#N/A"},{"$error":"#N/A"},{"$error":"#N/A"},{"$error":"#N/A"},{"$error":"#N/A"},{"$error":"#N/A"}]
[17,1,0,90.000002656260094,19.399994544465901,0,0,0,{"$error":"#N/A"},{"$error":"#N/A"},{"$error":"#N/A"},{"$error":"#N/A"},{"$error":"#N/A"},{"$error":"#N/A"},{"$error":"#N/A"},{"$error":"#N/A"},{"$error":"#N/A"},{"$error":"#N/A"},{"$error":"#N/A"},{"$error":"#N/A"},{"$error":"#N/A"},{"$error":"#N/A"},{"$error":"#N/A"},{"$error":"#N/A"},{"$error":"#N/A"},{"$error":"#N/A"},{"$error":"#N/A"},{"$error":"#N/A"},{"$error":"#N/A"},{"$error":"#N/A"},{"$error":"#N/A"},{"$error":"#N/A"},{"$error":"#N/A"},{"$error":"#N/A"},{"$error":"#N/A"},{"$error":"#N/A"},{"$error":"#N/A"},{"$error":"#N/A"},{"$error":"#N/A"},{"$error":"#N/A"},{"$error":"#N/A"},{"$error":"#N/A"},{"$error":"#N/A"},{"$error":"#N/A"},{"$error":"#N/A"},false,{"$error":"#N/A"},{"$error":"#N/A"},{"$error":"#N/A"},{"$error":"#N/A"},{"$error":"#N/A"},{"$error":"#N/A"},{"$error":"#N/A"},{"$error":"#N/A"},{"$error":"#N/A"},{"$error":"#N/A"},{"$error":"#N/A"},{"$error":"#N/A"},{"$error":"#N/A"},{"$error":"#N/A"},{"$error":"#N/A"},{"$error":"#N/A"}]
[17,2,0,90.000002656260094,49.3999934061262,0,0,0,{"$error":"#N/A"},{"$error":"#N/A"},{"$error":"#N/A"},{"$error":"#N/A"},{"$error":"#N/A"},{"$error":"#N/A"},{"$error":"#N/A"},{"$error":"#N/A"},{"$error":"#N/A"},{"$error":"#N/A"},{"$error":"#N/A"},{"$error":"#N/A"},{"$error":"#N/A"},{"$error":"#N/A"},{"$error":"#N/A"},{"$error":"#N/A"},{"$error":"#N/A"},{"$error":"#N/A"},{"$error":"#N/A"},{"$error":"#N/A"},{"$error":"#N/A"},{"$error":"#N/A"},{"$error":"#N/A"},{"$error":"#N/A"},{"$error":"#N/A"},{"$error":"#N/A"},{"$error":"#N/A"},{"$error":"#N/A"},{"$error":"#N/A"},{"$error":"#N/A"},{"$error":"#N/A"},{"$error":"#N/A"},{"$error":"#N/A"},{"$error":"#N/A"},{"$error":"#N/A"},{"$error":"#N/A"},{"$error":"#N/A"},{"$f":"IF(ISNUMBER(O391),IF(O391>0,TRUE,FALSE),FALSE)","v":false},{"$f":" 100 * IF(AT391,(L391-M391)/L391,NA())","v":{"$error":"#N/A"}},{"$f":" 100 * IF(AT391, $AS$4 + (AA391 - AS391) * ($AM$4 - $AS$4) /(AM391 - AS391),NA())","v":{"$error":"#N/A"}},{"$f":" 100 * (IF(AT391, $AS$4 + (AG391 - AS391) * ($AM$4 - $AS$4) /(AM391 - AS391),NA()) )","v":{"$error":"#N/A"}},{"$f":" 100 * (IF(AT391,AA391/AG391-1,NA()))","v":{"$error":"#N/A"}},{"$f":" 100 * (IF(AT391,1-O391/AA391,NA()))","v":{"$error":"#N/A"}},{"$f":"IF(AT391,$AZ$5,NA())","v":{"$error":"#N/A"}},{"$error":"#N/A"},{"$f":" 100 * IF(AT391,(R391-S391)/R391,NA())","v":{"$error":"#N/A"}},{"$f":"(AU391-BB391)*BA391","v":{"$error":"#N/A"}},{"$f":" 100 * (IF(AT391, $AS$4 + (Z391 - AR391) * ($AM$4 - $AS$4) /(AL391 - AR391),NA()))","v":{"$error":"#N/A"}},{"$f":" 100 * (IF(AT391, $AS$4 + (AF391 - AR391) * ($AM$4 - $AS$4) /(AL391 - AR391),NA()))","v":{"$error":"#N/A"}},{"$f":" 100 * (IF(AT391,Z391/AF391-1,NA()))","v":{"$error":"#N/A"}},{"$f":" 100 * (IF(AT391,1-N391/Z391,NA()))","v":{"$error":"#N/A"}},{"$f":"100 * IF(AT391,(K391-Q391)/Q391,NA())","v":{"$error":"#N/A"}},{"$error":"#N/A"},{"$error":"#N/A"}]
[17,3,0,90.000002656260094,68.399998715981795,0,0,0,{"$error":"#N/A"},{"$error":"#N/A"},{"$error":"#N/A"},{"$error":"#N/A"},{"$error":"#N/A"},{"$error":"#N/A"},{"$error":"#N/A"},{"$error":"#N/A"},{"$error":"#N/A"},{"$error":"#N/A"},{"$error":"#N/A"},{"$error":"#N/A"},{"$error":"#N/A"},{"$error":"#N/A"},{"$error":"#N/A"},{"$error":"#N/A"},{"$error":"#N/A"},{"$error":"#N/A"},{"$error":"#N/A"},{"$error":"#N/A"},{"$error":"#N/A"},{"$error":"#N/A"},{"$error":"#N/A"},{"$error":"#N/A"},{"$error":"#N/A"},{"$error":"#N/A"},{"$error":"#N/A"},{"$error":"#N/A"},{"$error":"#N/A"},{"$error":"#N/A"},{"$error":"#N/A"},{"$error":"#N/A"},{"$error":"#N/A"},{"$error":"#N/A"},{"$error":"#N/A"},{"$error":"#N/A"},{"$error":"#N/A"},false,{"$error":"#N/A"},{"$error":"#N/A"},{"$error":"#N/A"},{"$error":"#N/A"},{"$error":"#N/A"},{"$error":"#N/A"},{"$f":" IF($AZ$2, 1, AZ392/100) * (1 + N392/O392)","v":{"$error":"#N/A"}},{"$error":"#N/A"},{"$error":"#N/A"},{"$error":"#N/A"},{"$error":"#N/A"},{"$error":"#N/A"},{"$error":"#N/A"},{"$error":"#N/A"},{"$error":"#N/A"},{"$error":"#N/A"}]
[17,4,0,90.000002656260094,81.499997980103103,0,0,0,{"$error":"#N/A"},{"$error":"#N/A"},{"$error":"#N/A"},{"$error":"#N/A"},{"$error":"#N/A"},{"$error":"#N/A"},{"$error":"#N/A"},{"$error":"#N/A"},{"$error":"#N/A"},{"$error":"#N/A"},{"$error":"#N/A"},{"$error":"#N/A"},{"$error":"#N/A"},{"$error":"#N/A"},{"$error":"#N/A"},{"$error":"#N/A"},{"$error":"#N/A"},{"$error":"#N/A"},{"$error":"#N/A"},{"$error":"#N/A"},{"$error":"#N/A"},{"$error":"#N/A"},{"$error":"#N/A"},{"$error":"#N/A"},{"$error":"#N/A"},{"$error":"#N/A"},{"$error":"#N/A"},{"$error":"#N/A"},{"$error":"#N/A"},{"$error":"#N/A"},{"$error":"#N/A"},{"$error":"#N/A"},{"$error":"#N/A"},{"$error":"#N/A"},{"$error":"#N/A"},{"$error":"#N/A"},{"$error":"#N/A"},false,{"$error":"#N/A"},{"$error":"#N/A"},{"$error":"#N/A"},{"$error":"#N/A"},{"$error":"#N/A"},{"$error":"#N/A"},{"$error":"#N/A"},{"$error":"#N/A"},{"$error":"#N/A"},{"$error":"#N/A"},{"$error":"#N/A"},{"$error":"#N/A"},{"$error":"#N/A"},{"$error":"#N/A"},{"$error":"#N/A"},{"$error":"#N/A"}]
[17,5,0,90.000002656260094,91.900002215840999,0,0,0,{"$error":"#N/A"},{"$error":"#N/A"},{"$error":"#N/A"},{"$error":"#N/A"},{"$error":"#N/A"},{"$error":"#N/A"},{"$error":"#N/A"},{"$error":"#N/A"},{"$error":"#N/A"},{"$error":"#N/A"},{"$error":"#N/A"},{"$error":"#N/A"},{"$error":"#N/A"},{"$error":"#N/A"},{"$error":"#N/A"},{"$error":"#N/A"},{"$error":"#N/A"},{"$error":"#N/A"},{"$error":"#N/A"},{"$error":"#N/A"},{"$error":"#N/A"},{"$error":"#N/A"},{"$error":"#N/A"},{"$error":"#N/A"},{"$error":"#N/A"},{"$error":"#N/A"},{"$error":"#N/A"},{"$error":"#N/A"},{"$error":"#N/A"},{"$error":"#N/A"},{"$error":"#N/A"},{"$error":"#N/A"},{"$error":"#N/A"},{"$error":"#N/A"},{"$error":"#N/A"},{"$error":"#N/A"},{"$error":"#N/A"},false,{"$error":"#N/A"},{"$error":"#N/A"},{"$error":"#N/A"},{"$error":"#N/A"},{"$error":"#N/A"},{"$error":"#N/A"},{"$error":"#N/A"},{"$error":"#N/A"},{"$error":"#N/A"},{"$error":"#N/A"},{"$error":"#N/A"},{"$error":"#N/A"},{"$error":"#N/A"},{"$error":"#N/A"},{"$error":"#N/A"},{"$error":"#N/A"}]
[17,6,0,90.000002656260094,101.49999641170599,0,0,0,{"$error":"#N/A"},{"$error":"#N/A"},{"$error":"#N/A"},{"$error":"#N/A"},{"$error":"#N/A"},{"$error":"#N/A"},{"$error":"#N/A"},{"$error":"#N/A"},{"$error":"#N/A"},{"$error":"#N/A"},{"$error":"#N/A"},{"$error":"#N/A"},{"$error":"#N/A"},{"$error":"#N/A"},{"$error":"#N/A"},{"$error":"#N/A"},{"$error":"#N/A"},{"$error":"#N/A"},{"$error":"#N/A"},{"$error":"#N/A"},{"$error":"#N/A"},{"$error":"#N/A"},{"$error":"#N/A"},{"$error":"#N/A"},{"$error":"#N/A"},{"$error":"#N/A"},{"$error":"#N/A"},{"$error":"#N/A"},{"$error":"#N/A"},{"$error":"#N/A"},{"$error":"#N/A"},{"$error":"#N/A"},{"$error":"#N/A"},{"$error":"#N/A"},{"$error":"#N/A"},{"$error":"#N/A"},{"$error":"#N/A"},false,{"$error":"#N/A"},{"$error":"#N/A"},{"$error":"#N/A"},{"$error":"#N/A"},{"$error":"#N/A"},{"$error":"#N/A"},{"$error":"#N/A"},{"$error":"#N/A"},{"$error":"#N/A"},{"$error":"#N/A"},{"$error":"#N/A"},{"$error":"#N/A"},{"$error":"#N/A"},{"$error":"#N/A"},{"$error":"#N/A"},{"$error":"#N/A"}]
[17,7,0,90.000002656260094,110.699995301681,0,0,0,{"$error":"#N/A"},{"$error":"#N/A"},{"$error":"#N/A"},{"$error":"#N/A"},{"$error":"#N/A"},{"$error":"#N/A"},{"$error":"#N/A"},{"$error":"#N/A"},{"$error":"#N/A"},{"$error":"#N/A"},{"$error":"#N/A"},{"$error":"#N/A"},{"$error":"#N/A"},{"$error":"#N/A"},{"$error":"#N/A"},{"$error":"#N/A"},{"$error":"#N/A"},{"$error":"#N/A"},{"$error":"#N/A"},{"$error":"#N/A"},{"$error":"#N/A"},{"$error":"#N/A"},{"$error":"#N/A"},{"$error":"#N/A"},{"$error":"#N/A"},{"$error":"#N/A"},{"$error":"#N/A"},{"$error":"#N/A"},{"$error":"#N/A"},{"$error":"#N/A"},{"$error":"#N/A"},{"$error":"#N/A"},{"$error":"#N/A"},{"$error":"#N/A"},{"$error":"#N/A"},{"$error":"#N/A"},{"$error":"#N/A"},false,{"$error":"#N/A"},{"$error":"#N/A"},{"$error":"#N/A"},{"$error":"#N/A"},{"$error":"#N/A"},{"$error":"#N/A"},{"$error":"#N/A"},{"$error":"#N/A"},{"$error":"#N/A"},{"$error":"#N/A"},{"$error":"#N/A"},{"$error":"#N/A"},{"$error":"#N/A"},{"$error":"#N/A"},{"$error":"#N/A"},{"$error":"#N/A"}]
[17,8,0,88.300005606647403,120.50000172156101,2,2,0,1,-12.280004882812401,0.55330000000000001,0.53759999999999997,0.5366862,7.7000000000000001E-5,7.9999999999999996E-6,-12.280004882812401,0.4536,0.44099998000000001,0.44019659999999999,7.7000000000000001E-5,0,-12.280004882812401,0.56179999999999997,0.54590000000000005,0.54488546000000004,7.7000000000000001E-5,8.9000004999999992E-6,-12.280004882812401,0.54990000000000006,0.53429996999999996,0.53351974000000002,7.7000000000000001E-5,7.9000000000000006E-6,-12.280004882812401,0.55559999999999998,0.54,0.53911580000000003,7.7000000000000001E-5,7.9999999999999996E-6,-12.280004882812401,0.52149999999999996,0.50690000000000002,0.50598010000000004,7.7000000000000001E-5,5.8000000000000004E-6,true,0.16997767857142201,34.090911363636359,29.545454545454547,12.658234177215167,10.112364600428947,75.3,10.625,0.1821723438626959,-0.12956831871978505,{"$error":"#DIV/0!"},{"$error":"#DIV/0!"},0,0,21.979717813051145,21.904767433322775,21.9196604426295]
[17,9,0,79.199998257609195,130.999992641213,33,33,0,1,-10.742010498046801,120.54770000000001,129.63550000000001,128.86500000000001,1.2841E-3,1.493E-4,-10.716986083984301,103.0021,109.7201,109.01179500000001,1.2849000000000001E-3,0,-10.746008300781201,122.27979999999999,131.60210000000001,130.8631,1.2859E-3,1.6170000999999999E-4,-10.741003417968701,120.00020000000001,129.01439999999999,128.32697999999999,1.2828E-3,1.4569999999999999E-4,-10.738989257812401,120.7979,129.91919999999999,129.21758,1.2828E-3,1.526E-4,-10.769995117187401,115.32470000000001,123.7139,123.062096,1.2807999999999999E-3,1.082E-4,true,0.59435879832298899,32.049551801801798,28.445945945945944,10.981475634866156,7.6685276642839977,75.3,9.6008037508372404,0.64555628367090057,-0.49153700936166411,45.499999999999723,30,0.24165887121920804,0.13997978069834049,17.03421580725054,18.151095378148586,18.211978804678889]
[17,10,0,71.600000019285702,143.499989232453,65,65,0,1,-9.3630126953124702,252.05591000000001,277.548,275.04061999999999,2.1088998999999999E-3,4.036E-4,-9.2959960937499702,201.7971,220.95060000000001,218.46573000000001,2.1052000000000002E-3,0,-9.3679870605468505,256.30119999999999,282.33080000000001,279.517,2.1107999999999999E-3,4.3580000000000002E-4,-9.3609985351562202,250.72810000000001,276.05297999999999,273.14499999999998,2.0925000000000002E-3,4.0929999999999997E-4,-9.3570007324218505,253.8245,279.53429999999997,276.75639999999999,2.0994999999999998E-3,4.2730002000000001E-4,-9.4159912109374702,241.74299999999999,265.98140000000001,263.09160000000003,2.0764999999999998E-3,3.525E-4,true,0.90340409586810633,31.136360658727096,27.593580857331318,6.4744686049352573,7.388710417622768,75.3,6.2252227452923687,1.1246269528120769,-1.3771615608261656,34.91304347826091,26.956521739130601,0.87455197132615403,9.0018002653025064E-2,24.905615591106123,25.615409055236775,25.896459824614134]
[17,11,0,66.000002595527206,156.999998373534,96,96,0,1,-7.6630004882812202,408.90660000000003,451.5095,447.40987999999999,3.2074E-3,5.5599999999999996E-4,-7.5650085449218496,338.7124,373.11290000000002,369.31139999999999,3.2068999999999999E-3,0,-7.6720031738280996,415.3032,458.65750000000003,454.76659999999998,3.2119001000000002E-3,6.02E-4,-7.6579956054687202,407.06650000000002,449.45420000000001,445.69686999999999,3.1884000000000001E-3,5.6070000000000002E-4,-7.6539978027343496,411.95060000000001,454.89640000000003,451.45227,3.1963E-3,5.9130000000000001E-4,-7.7429870605468496,393.97190000000001,434.95670000000001,431.22674999999998,3.1675000000000002E-3,4.7790000000000002E-4,true,0.90798089519711456,30.943562610229275,27.301587301587304,7.3657927590511818,7.6411960132890417,75.3,6.7687050359712231,1.0188605111214415,-0.75051141469354676,35.416701388888988,27.256944444444454,0.73704993099987792,0.14010709735338134,20.723835324599875,21.011495448160588,21.147053678819553]
[17,12,0,62.999998945168002,172.500003472157,108,108,0,1,-6.6760009765624702,524.56230000000005,578.73810000000003,575.68859999999995,4.2103000000000002E-3,4.6309999999999998E-4,-6.6000122070312202,465.40010000000001,512.95640000000003,510.16899999999998,4.2091999999999997E-3,0,-6.6860107421874702,529.56500000000005,584.30920000000003,581.67150000000004,4.2107000000000004E-3,5.019E-4,-6.6799987792968496,522.70600000000002,576.68769999999995,574.37779999999998,4.2084999999999996E-3,4.5019999999999999E-4,-6.6659912109374702,527.4307,581.9067,579.35730000000001,4.2081999999999996E-3,4.8769999999999998E-4,-6.7670043945312202,508.46749999999997,561.02440000000001,558.43679999999995,4.2043000000000002E-3,3.4289999999999999E-4,true,0.52692228142575714,30.980662983425411,27.410220994475136,11.483784984451351,7.7306236302052245,75.3,10.091556899157849,0.543399010130305,-0.16627584523393213,36.410256410259372,30.769230769230766,5.2275157419523488E-2,9.4996081411724553E-3,12.712115876210605,12.824033387632944,12.842724665748012]
[17,13,0,62.999998945168002,187.500007152883,105,105,0,1,-6.3939880371093496,508.1123,560.03639999999996,557.40189999999996,4.0948E-3,4.4949999999999998E-4,-6.3129943847655996,450.98039999999997,496.54700000000003,493.61619999999999,4.0957998000000001E-3,0,-6.4020141601562202,513.40740000000005,565.91920000000005,563.04474000000005,4.0986E-3,4.8730000000000003E-4,-6.3970092773437202,506.48219999999998,558.23157000000003,555.91420000000005,4.0949999999999997E-3,4.3669999999999999E-4,-6.3880065917968496,510.80430000000001,563.01289999999995,560.50609999999995,4.0905999999999998E-3,4.749E-4,-6.4880126953124702,492.33120000000002,542.6816,540.53894000000003,4.0866000000000001E-3,3.3389999999999998E-4,true,0.47041585154107896,30.879432624113477,27.290780141843975,11.586901763224189,7.7570285245228909,75.3,10.109677419354838,0.59023617099691128,-1.2113447779825113,50.000000000002167,41.000000000000647,8.7912087912100922E-2,9.2714585468212096E-2,12.668377605767352,12.786181368531061,12.922124516983025]
[17,14,0,66.000002595527206,202.99999282341199,84,84,0,1,-6.9780029296874702,349.34129999999999,384.3553,381.30020000000002,2.8045000000000001E-3,4.8710000000000002E-4,-6.8970092773437202,288.3227,316.29169999999999,313.20089999999999,2.8045000000000001E-3,0,-6.9849914550780996,354.89319999999998,390.54858000000002,387.08774,2.8090999000000001E-3,5.264E-4,-6.9759887695312202,347.88409999999999,382.72980000000001,379.56366000000003,2.7886E-3,4.9129999999999996E-4,-6.9660095214843496,352.25,387.58319999999998,384.39255000000003,2.7980000000000001E-3,5.1670000000000004E-4,-7.0439819335937202,336.72910000000002,370.37349999999998,367.05189999999999,2.7732002E-3,4.1780000000000002E-4,true,0.79486350259772198,30.980788675429721,27.431749241658231,7.1443110116018893,7.4658054711246198,75.3,6.7575446520221725,0.97719921199323334,-1.2321416978983069,34.475802224211449,26.209646851990708,0.73513232446389409,0.16374996133102782,21.163300704384355,21.519249477618292,21.743009039884633]
[17,15,0,71.600000019285702,216.50001167854001,61,61,0,1,-7.7139953613280996,232.94499999999999,255.01060000000001,252.39203000000001,1.9794000000000001E-3,3.7879999999999999E-4,-7.6539978027343496,186.30619999999999,202.75129999999999,200.40779000000001,1.9784999999999998E-3,0,-7.7210144042968496,236.86569,259.4058,256.76537999999999,1.9808999999999998E-3,4.0900000000000002E-4,-7.7099975585937202,231.65530000000001,253.565,251.00283999999999,1.9632E-3,3.8420000000000001E-4,-7.7070068359374702,234.44669999999999,256.68779999999998,254.11806000000001,1.9697999999999998E-3,4.0030000000000003E-4,-7.7590087890624702,223.26940999999999,244.20699999999999,241.76648,1.9494E-3,3.3030000000000001E-4,true,1.0268475114367817,31.24285714285714,27.699999999999996,6.4549713690785993,7.3838630806846055,75.3,6.2254487856388598,1.1558544877394032,-0.80312632396209671,35.441176470588275,26.764705882352995,0.90158924205379076,7.572315614113867E-2,25.033412736666843,25.775075178309599,25.939231204535513]
[17,16,0,79.199998257609195,229.00000826978001,32,32,0,1,-8.5300048828124702,115.3702,123.3265,122.558075,1.2451000000000001E-3,1.4430000000000001E-4,-8.5099853515624702,98.349699999999999,104.1474,103.52797,1.2451000000000001E-3,0,-8.5350097656249702,116.9559,125.1135,124.42286,1.2462E-3,1.5669999999999999E-4,-8.5309814453124702,114.79510000000001,122.6788,122.07538,1.2439E-3,1.4090000000000001E-4,-8.5300048828124702,115.67010000000001,123.664,123.04347,1.2440000000000001E-3,1.4789999E-4,-8.5550292968749702,110.29130000000001,117.60850000000001,116.99785,1.2417000000000001E-3,1.0509999999999999E-4,true,0.62308181939809648,32.056077583195695,28.364487935628024,11.213626685592605,7.9132099553286377,75.3,9.6285516285516284,0.59476280732885156,0.27267106977830141,39.565217391304095,29.565217391304099,0.1849023233378988,8.8268335740648851E-2,17.306102611395865,18.415342101675115,18.381607405225861]
[17,17,0,88.300005606647403,239.500018617525,2,2,0,1,-9.7900146484374702,0.55379999999999996,0.53939999999999999,0.53830169999999999,7.7000000000000001E-5,7.9999999999999996E-6,-9.7900146484374702,0.45440000000000003,0.4425,0.44160460000000001,7.7000000000000001E-5,0,-9.7900146484374702,0.56130000000000002,0.54649999999999999,0.54539660000000001,7.6899996000000001E-5,8.6999999999999997E-6,-9.7900146484374702,0.54859999999999998,0.53429996999999996,0.53330195000000002,7.7000000000000001E-5,7.9999999999999996E-6,-9.7900146484374702,0.55700000000000005,0.54249999999999998,0.54147149999999999,7.7000000000000001E-5,7.9999999999999996E-6,-9.7900146484374702,0.52239999999999998,0.50860000000000005,0.50779759999999996,7.7000000000000001E-5,5.6999999999999996E-6,true,0.20361512791991038,33.043478260869563,30,8.7499999999999911,8.045977011494255,75.3,10.625,0.20235028248587358,1.3438982736640927E-2,{"$error":"#DIV/0!"},{"$error":"#DIV/0!"},-0.12987532467532148,-0.13004422002831362,21.874999999999982,21.898305084745758,21.896760133386287]
[17,18,0,90.000002656260094,249.299995895265,0,0,0,{"$error":"#N/A"},{"$error":"#N/A"},{"$error":"#N/A"},{"$error":"#N/A"},{"$error":"#N/A"},{"$error":"#N/A"},{"$error":"#N/A"},{"$error":"#N/A"},{"$error":"#N/A"},{"$error":"#N/A"},{"$error":"#N/A"},{"$error":"#N/A"},{"$error":"#N/A"},{"$error":"#N/A"},{"$error":"#N/A"},{"$error":"#N/A"},{"$error":"#N/A"},{"$error":"#N/A"},{"$error":"#N/A"},{"$error":"#N/A"},{"$error":"#N/A"},{"$error":"#N/A"},{"$error":"#N/A"},{"$error":"#N/A"},{"$error":"#N/A"},{"$error":"#N/A"},{"$error":"#N/A"},{"$error":"#N/A"},{"$error":"#N/A"},{"$error":"#N/A"},{"$error":"#N/A"},{"$error":"#N/A"},{"$error":"#N/A"},{"$error":"#N/A"},{"$error":"#N/A"},{"$error":"#N/A"},{"$error":"#N/A"},false,{"$error":"#N/A"},{"$error":"#N/A"},{"$error":"#N/A"},{"$error":"#N/A"},{"$error":"#N/A"},{"$error":"#N/A"},{"$error":"#N/A"},{"$error":"#N/A"},{"$error":"#N/A"},{"$error":"#N/A"},{"$error":"#N/A"},{"$error":"#N/A"},{"$error":"#N/A"},{"$error":"#N/A"},{"$error":"#N/A"},{"$error":"#N/A"}]
[17,19,0,90.000002656260094,258.500014213334,0,0,0,{"$error":"#N/A"},{"$error":"#N/A"},{"$error":"#N/A"},{"$error":"#N/A"},{"$error":"#N/A"},{"$error":"#N/A"},{"$error":"#N/A"},{"$error":"#N/A"},{"$error":"#N/A"},{"$error":"#N/A"},{"$error":"#N/A"},{"$error":"#N/A"},{"$error":"#N/A"},{"$error":"#N/A"},{"$error":"#N/A"},{"$error":"#N/A"},{"$error":"#N/A"},{"$error":"#N/A"},{"$error":"#N/A"},{"$error":"#N/A"},{"$error":"#N/A"},{"$error":"#N/A"},{"$error":"#N/A"},{"$error":"#N/A"},{"$error":"#N/A"},{"$error":"#N/A"},{"$error":"#N/A"},{"$error":"#N/A"},{"$error":"#N/A"},{"$error":"#N/A"},{"$error":"#N/A"},{"$error":"#N/A"},{"$error":"#N/A"},{"$error":"#N/A"},{"$error":"#N/A"},{"$error":"#N/A"},{"$error":"#N/A"},false,{"$error":"#N/A"},{"$error":"#N/A"},{"$error":"#N/A"},{"$error":"#N/A"},{"$error":"#N/A"},{"$error":"#N/A"},{"$error":"#N/A"},{"$error":"#N/A"},{"$error":"#N/A"},{"$error":"#N/A"},{"$error":"#N/A"},{"$error":"#N/A"},{"$error":"#N/A"},{"$error":"#N/A"},{"$error":"#N/A"},{"$error":"#N/A"}]
[17,20,0,90.000002656260094,268.09999869515201,0,0,0,{"$error":"#N/A"},{"$error":"#N/A"},{"$error":"#N/A"},{"$error":"#N/A"},{"$error":"#N/A"},{"$error":"#N/A"},{"$error":"#N/A"},{"$error":"#N/A"},{"$error":"#N/A"},{"$error":"#N/A"},{"$error":"#N/A"},{"$error":"#N/A"},{"$error":"#N/A"},{"$error":"#N/A"},{"$error":"#N/A"},{"$error":"#N/A"},{"$error":"#N/A"},{"$error":"#N/A"},{"$error":"#N/A"},{"$error":"#N/A"},{"$error":"#N/A"},{"$error":"#N/A"},{"$error":"#N/A"},{"$error":"#N/A"},{"$error":"#N/A"},{"$error":"#N/A"},{"$error":"#N/A"},{"$error":"#N/A"},{"$error":"#N/A"},{"$error":"#N/A"},{"$error":"#N/A"},{"$error":"#N/A"},{"$error":"#N/A"},{"$error":"#N/A"},{"$error":"#N/A"},{"$error":"#N/A"},{"$error":"#N/A"},false,{"$error":"#N/A"},{"$error":"#N/A"},{"$error":"#N/A"},{"$error":"#N/A"},{"$error":"#N/A"},{"$error":"#N/A"},{"$error":"#N/A"},{"$error":"#N/A"},{"$error":"#N/A"},{"$error":"#N/A"},{"$error":"#N/A"},{"$error":"#N/A"},{"$error":"#N/A"},{"$error":"#N/A"},{"$error":"#N/A"},{"$error":"#N/A"}]
[17,21,0,90.000002656260094,278.50001264493699,0,0,0,{"$error":"#N/A"},{"$error":"#N/A"},{"$error":"#N/A"},{"$error":"#N/A"},{"$error":"#N/A"},{"$error":"#N/A"},{"$error":"#N/A"},{"$error":"#N/A"},{"$error":"#N/A"},{"$error":"#N/A"},{"$error":"#N/A"},{"$error":"#N/A"},{"$error":"#N/A"},{"$error":"#N/A"},{"$error":"#N/A"},{"$error":"#N/A"},{"$error":"#N/A"},{"$error":"#N/A"},{"$error":"#N/A"},{"$error":"#N/A"},{"$error":"#N/A"},{"$error":"#N/A"},{"$error":"#N/A"},{"$error":"#N/A"},{"$error":"#N/A"},{"$error":"#N/A"},{"$error":"#N/A"},{"$error":"#N/A"},{"$error":"#N/A"},{"$error":"#N/A"},{"$error":"#N/A"},{"$error":"#N/A"},{"$error":"#N/A"},{"$error":"#N/A"},{"$error":"#N/A"},{"$error":"#N/A"},{"$error":"#N/A"},false,{"$error":"#N/A"},{"$error":"#N/A"},{"$error":"#N/A"},{"$error":"#N/A"},{"$error":"#N/A"},{"$error":"#N/A"},{"$error":"#N/A"},{"$error":"#N/A"},{"$error":"#N/A"},{"$error":"#N/A"},{"$error":"#N/A"},{"$error":"#N/A"},{"$error":"#N/A"},{"$error":"#N/A"},{"$error":"#N/A"},{"$error":"#N/A"}]
[17,22,0,90.000002656260094,291.60000705203498,0,0,0,{"$error":"#N/A"},{"$error":"#N/A"},{"$error":"#N/A"},{"$error":"#N/A"},{"$error":"#N/A"},{"$error":"#N/A"},{"$error":"#N/A"},{"$error":"#N/A"},{"$error":"#N/A"},{"$error":"#N/A"},{"$error":"#N/A"},{"$error":"#N/A"},{"$error":"#N/A"},{"$error":"#N/A"},{"$error":"#N/A"},{"$error":"#N/A"},{"$error":"#N/A"},{"$error":"#N/A"},{"$error":"#N/A"},{"$error":"#N/A"},{"$error":"#N/A"},{"$error":"#N/A"},{"$error":"#N/A"},{"$error":"#N/A"},{"$error":"#N/A"},{"$error":"#N/A"},{"$error":"#N/A"},{"$error":"#N/A"},{"$error":"#N/A"},{"$error":"#N/A"},{"$error":"#N/A"},{"$error":"#N/A"},{"$error":"#N/A"},{"$error":"#N/A"},{"$error":"#N/A"},{"$error":"#N/A"},{"$error":"#N/A"},false,{"$error":"#N/A"},{"$error":"#N/A"},{"$error":"#N/A"},{"$error":"#N/A"},{"$error":"#N/A"},{"$error":"#N/A"},{"$error":"#N/A"},{"$error":"#N/A"},{"$error":"#N/A"},{"$error":"#N/A"},{"$error":"#N/A"},{"$error":"#N/A"},{"$error":"#N/A"},{"$error":"#N/A"},{"$error":"#N/A"},{"$error":"#N/A"}]
[17,23,0,90.000002656260094,310.60000264784401,0,0,0,{"$error":"#N/A"},{"$error":"#N/A"},{"$error":"#N/A"},{"$error":"#N/A"},{"$error":"#N/A"},{"$error":"#N/A"},{"$error":"#N/A"},{"$error":"#N/A"},{"$error":"#N/A"},{"$error":"#N/A"},{"$error":"#N/A"},{"$error":"#N/A"},{"$error":"#N/A"},{"$error":"#N/A"},{"$error":"#N/A"},{"$error":"#N/A"},{"$error":"#N/A"},{"$error":"#N/A"},{"$error":"#N/A"},{"$error":"#N/A"},{"$error":"#N/A"},{"$error":"#N/A"},{"$error":"#N/A"},{"$error":"#N/A"},{"$error":"#N/A"},{"$error":"#N/A"},{"$error":"#N/A"},{"$error":"#N/A"},{"$error":"#N/A"},{"$error":"#N/A"},{"$error":"#N/A"},{"$error":"#N/A"},{"$error":"#N/A"},{"$error":"#N/A"},{"$error":"#N/A"},{"$error":"#N/A"},{"$error":"#N/A"},false,{"$error":"#N/A"},{"$error":"#N/A"},{"$error":"#N/A"},{"$error":"#N/A"},{"$error":"#N/A"},{"$error":"#N/A"},{"$error":"#N/A"},{"$error":"#N/A"},{"$error":"#N/A"},{"$error":"#N/A"},{"$error":"#N/A"},{"$error":"#N/A"},{"$error":"#N/A"},{"$error":"#N/A"},{"$error":"#N/A"},{"$error":"#N/A"}]
[18,0,0,90.000002656260094,340.60001000929498,0,0,0,{"$error":"#N/A"},{"$error":"#N/A"},{"$error":"#N/A"},{"$error":"#N/A"},{"$error":"#N/A"},{"$error":"#N/A"},{"$error":"#N/A"},{"$error":"#N/A"},{"$error":"#N/A"},{"$error":"#N/A"},{"$error":"#N/A"},{"$error":"#N/A"},{"$error":"#N/A"},{"$error":"#N/A"},{"$error":"#N/A"},{"$error":"#N/A"},{"$error":"#N/A"},{"$error":"#N/A"},{"$error":"#N/A"},{"$error":"#N/A"},{"$error":"#N/A"},{"$error":"#N/A"},{"$error":"#N/A"},{"$error":"#N/A"},{"$error":"#N/A"},{"$error":"#N/A"},{"$error":"#N/A"},{"$error":"#N/A"},{"$error":"#N/A"},{"$error":"#N/A"},{"$error":"#N/A"},{"$error":"#N/A"},{"$error":"#N/A"},{"$error":"#N/A"},{"$error":"#N/A"},{"$error":"#N/A"},{"$error":"#N/A"},false,{"$error":"#N/A"},{"$error":"#N/A"},{"$error":"#N/A"},{"$error":"#N/A"},{"$error":"#N/A"},{"$error":"#N/A"},{"$error":"#N/A"},{"$error":"#N/A"},{"$error":"#N/A"},{"$error":"#N/A"},{"$error":"#N/A"},{"$error":"#N/A"},{"$error":"#N/A"},{"$error":"#N/A"},{"$error":"#N/A"},{"$error":"#N/A"}]
[18,1,0,90.000002656260094,19.000000452832101,0,0,0,{"$error":"#N/A"},{"$error":"#N/A"},{"$error":"#N/A"},{"$error":"#N/A"},{"$error":"#N/A"},{"$error":"#N/A"},{"$error":"#N/A"},{"$error":"#N/A"},{"$error":"#N/A"},{"$error":"#N/A"},{"$error":"#N/A"},{"$error":"#N/A"},{"$error":"#N/A"},{"$error":"#N/A"},{"$error":"#N/A"},{"$error":"#N/A"},{"$error":"#N/A"},{"$error":"#N/A"},{"$error":"#N/A"},{"$error":"#N/A"},{"$error":"#N/A"},{"$error":"#N/A"},{"$error":"#N/A"},{"$error":"#N/A"},{"$error":"#N/A"},{"$error":"#N/A"},{"$error":"#N/A"},{"$error":"#N/A"},{"$error":"#N/A"},{"$error":"#N/A"},{"$error":"#N/A"},{"$error":"#N/A"},{"$error":"#N/A"},{"$error":"#N/A"},{"$error":"#N/A"},{"$error":"#N/A"},{"$error":"#N/A"},false,{"$error":"#N/A"},{"$error":"#N/A"},{"$error":"#N/A"},{"$error":"#N/A"},{"$error":"#N/A"},{"$error":"#N/A"},{"$error":"#N/A"},{"$error":"#N/A"},{"$error":"#N/A"},{"$error":"#N/A"},{"$error":"#N/A"},{"$error":"#N/A"},{"$error":"#N/A"},{"$error":"#N/A"},{"$error":"#N/A"},{"$error":"#N/A"}]
[18,2,0,90.000002656260094,48.899996845252502,0,0,0,{"$error":"#N/A"},{"$error":"#N/A"},{"$error":"#N/A"},{"$error":"#N/A"},{"$error":"#N/A"},{"$error":"#N/A"},{"$error":"#N/A"},{"$error":"#N/A"},{"$error":"#N/A"},{"$error":"#N/A"},{"$error":"#N/A"},{"$error":"#N/A"},{"$error":"#N/A"},{"$error":"#N/A"},{"$error":"#N/A"},{"$error":"#N/A"},{"$error":"#N/A"},{"$error":"#N/A"},{"$error":"#N/A"},{"$error":"#N/A"},{"$error":"#N/A"},{"$error":"#N/A"},{"$error":"#N/A"},{"$error":"#N/A"},{"$error":"#N/A"},{"$error":"#N/A"},{"$error":"#N/A"},{"$error":"#N/A"},{"$error":"#N/A"},{"$error":"#N/A"},{"$error":"#N/A"},{"$error":"#N/A"},{"$error":"#N/A"},{"$error":"#N/A"},{"$error":"#N/A"},{"$error":"#N/A"},{"$error":"#N/A"},false,{"$error":"#N/A"},{"$error":"#N/A"},{"$error":"#N/A"},{"$error":"#N/A"},{"$error":"#N/A"},{"$error":"#N/A"},{"$error":"#N/A"},{"$error":"#N/A"},{"$error":"#N/A"},{"$error":"#N/A"},{"$error":"#N/A"},{"$error":"#N/A"},{"$error":"#N/A"},{"$error":"#N/A"},{"$error":"#N/A"},{"$error":"#N/A"}]
[18,3,0,90.000002656260094,67.900002155108098,0,0,0,{"$error":"#N/A"},{"$error":"#N/A"},{"$error":"#N/A"},{"$error":"#N/A"},{"$error":"#N/A"},{"$error":"#N/A"},{"$error":"#N/A"},{"$error":"#N/A"},{"$error":"#N/A"},{"$error":"#N/A"},{"$error":"#N/A"},{"$error":"#N/A"},{"$error":"#N/A"},{"$error":"#N/A"},{"$error":"#N/A"},{"$error":"#N/A"},{"$error":"#N/A"},{"$error":"#N/A"},{"$error":"#N/A"},{"$error":"#N/A"},{"$error":"#N/A"},{"$error":"#N/A"},{"$error":"#N/A"},{"$error":"#N/A"},{"$error":"#N/A"},{"$error":"#N/A"},{"$error":"#N/A"},{"$error":"#N/A"},{"$error":"#N/A"},{"$error":"#N/A"},{"$error":"#N/A"},{"$error":"#N/A"},{"$error":"#N/A"},{"$error":"#N/A"},{"$error":"#N/A"},{"$error":"#N/A"},{"$error":"#N/A"},false,{"$error":"#N/A"},{"$error":"#N/A"},{"$error":"#N/A"},{"$error":"#N/A"},{"$error":"#N/A"},{"$error":"#N/A"},{"$error":"#N/A"},{"$error":"#N/A"},{"$error":"#N/A"},{"$error":"#N/A"},{"$error":"#N/A"},{"$error":"#N/A"},{"$error":"#N/A"},{"$error":"#N/A"},{"$error":"#N/A"},{"$error":"#N/A"}]
[18,4,0,90.000002656260094,81.400001582142394,0,0,0,{"$error":"#N/A"},{"$error":"#N/A"},{"$error":"#N/A"},{"$error":"#N/A"},{"$error":"#N/A"},{"$error":"#N/A"},{"$error":"#N/A"},{"$error":"#N/A"},{"$error":"#N/A"},{"$error":"#N/A"},{"$error":"#N/A"},{"$error":"#N/A"},{"$error":"#N/A"},{"$error":"#N/A"},{"$error":"#N/A"},{"$error":"#N/A"},{"$error":"#N/A"},{"$error":"#N/A"},{"$error":"#N/A"},{"$error":"#N/A"},{"$error":"#N/A"},{"$error":"#N/A"},{"$error":"#N/A"},{"$error":"#N/A"},{"$error":"#N/A"},{"$error":"#N/A"},{"$error":"#N/A"},{"$error":"#N/A"},{"$error":"#N/A"},{"$error":"#N/A"},{"$error":"#N/A"},{"$error":"#N/A"},{"$error":"#N/A"},{"$error":"#N/A"},{"$error":"#N/A"},{"$error":"#N/A"},{"$error":"#N/A"},false,{"$error":"#N/A"},{"$error":"#N/A"},{"$error":"#N/A"},{"$error":"#N/A"},{"$error":"#N/A"},{"$error":"#N/A"},{"$error":"#N/A"},{"$error":"#N/A"},{"$error":"#N/A"},{"$error":"#N/A"},{"$error":"#N/A"},{"$error":"#N/A"},{"$error":"#N/A"},{"$error":"#N/A"},{"$error":"#N/A"},{"$error":"#N/A"}]
[18,5,0,90.000002656260094,91.699999705872798,0,0,0,{"$error":"#N/A"},{"$error":"#N/A"},{"$error":"#N/A"},{"$error":"#N/A"},{"$error":"#N/A"},{"$error":"#N/A"},{"$error":"#N/A"},{"$error":"#N/A"},{"$error":"#N/A"},{"$error":"#N/A"},{"$error":"#N/A"},{"$error":"#N/A"},{"$error":"#N/A"},{"$error":"#N/A"},{"$error":"#N/A"},{"$error":"#N/A"},{"$error":"#N/A"},{"$error":"#N/A"},{"$error":"#N/A"},{"$error":"#N/A"},{"$error":"#N/A"},{"$error":"#N/A"},{"$error":"#N/A"},{"$error":"#N/A"},{"$error":"#N/A"},{"$error":"#N/A"},{"$error":"#N/A"},{"$error":"#N/A"},{"$error":"#N/A"},{"$error":"#N/A"},{"$error":"#N/A"},{"$error":"#N/A"},{"$error":"#N/A"},{"$error":"#N/A"},{"$error":"#N/A"},{"$error":"#N/A"},{"$error":"#N/A"},false,{"$error":"#N/A"},{"$error":"#N/A"},{"$error":"#N/A"},{"$error":"#N/A"},{"$error":"#N/A"},{"$error":"#N/A"},{"$error":"#N/A"},{"$error":"#N/A"},{"$error":"#N/A"},{"$error":"#N/A"},{"$error":"#N/A"},{"$error":"#N/A"},{"$error":"#N/A"},{"$error":"#N/A"},{"$error":"#N/A"},{"$error":"#N/A"}]
[18,6,0,90.000002656260094,101.400000013745,0,0,0,{"$error":"#N/A"},{"$error":"#N/A"},{"$error":"#N/A"},{"$error":"#N/A"},{"$error":"#N/A"},{"$error":"#N/A"},{"$error":"#N/A"},{"$error":"#N/A"},{"$error":"#N/A"},{"$error":"#N/A"},{"$error":"#N/A"},{"$error":"#N/A"},{"$error":"#N/A"},{"$error":"#N/A"},{"$error":"#N/A"},{"$error":"#N/A"},{"$error":"#N/A"},{"$error":"#N/A"},{"$error":"#N/A"},{"$error":"#N/A"},{"$error":"#N/A"},{"$error":"#N/A"},{"$error":"#N/A"},{"$error":"#N/A"},{"$error":"#N/A"},{"$error":"#N/A"},{"$error":"#N/A"},{"$error":"#N/A"},{"$error":"#N/A"},{"$error":"#N/A"},{"$error":"#N/A"},{"$error":"#N/A"},{"$error":"#N/A"},{"$error":"#N/A"},{"$error":"#N/A"},{"$error":"#N/A"},{"$error":"#N/A"},false,{"$error":"#N/A"},{"$error":"#N/A"},{"$error":"#N/A"},{"$error":"#N/A"},{"$error":"#N/A"},{"$error":"#N/A"},{"$error":"#N/A"},{"$error":"#N/A"},{"$error":"#N/A"},{"$error":"#N/A"},{"$error":"#N/A"},{"$error":"#N/A"},{"$error":"#N/A"},{"$error":"#N/A"},{"$error":"#N/A"},{"$error":"#N/A"}]
[18,7,0,90.000002656260094,110.59999890372001,0,0,0,{"$error":"#N/A"},{"$error":"#N/A"},{"$error":"#N/A"},{"$error":"#N/A"},{"$error":"#N/A"},{"$error":"#N/A"},{"$error":"#N/A"},{"$error":"#N/A"},{"$error":"#N/A"},{"$error":"#N/A"},{"$error":"#N/A"},{"$error":"#N/A"},{"$error":"#N/A"},{"$error":"#N/A"},{"$error":"#N/A"},{"$error":"#N/A"},{"$error":"#N/A"},{"$error":"#N/A"},{"$error":"#N/A"},{"$error":"#N/A"},{"$error":"#N/A"},{"$error":"#N/A"},{"$error":"#N/A"},{"$error":"#N/A"},{"$error":"#N/A"},{"$error":"#N/A"},{"$error":"#N/A"},{"$error":"#N/A"},{"$error":"#N/A"},{"$error":"#N/A"},{"$error":"#N/A"},{"$error":"#N/A"},{"$error":"#N/A"},{"$error":"#N/A"},{"$error":"#N/A"},{"$error":"#N/A"},{"$error":"#N/A"},false,{"$error":"#N/A"},{"$error":"#N/A"},{"$error":"#N/A"},{"$error":"#N/A"},{"$error":"#N/A"},{"$error":"#N/A"},{"$error":"#N/A"},{"$error":"#N/A"},{"$error":"#N/A"},{"$error":"#N/A"},{"$error":"#N/A"},{"$error":"#N/A"},{"$error":"#N/A"},{"$error":"#N/A"},{"$error":"#N/A"},{"$error":"#N/A"}]
[18,8,0,88.199999494639897,120.50000172156101,3,3,0,1,-9.0499938964843505,1.2470000000000001,1.2150000000000001,1.2127631999999999,1.158E-4,1.2E-5,-9.0499938964843505,1.0235000000000001,0.99709999999999999,0.99545380000000006,1.1550000600000001E-4,0,-9.0499938964843505,1.2663,1.2336,1.2317351000000001,1.158E-4,1.2999999999999999E-5,-9.0499938964843505,1.2393000000000001,1.2075,1.2054605,1.159E-4,1.1300001E-5,-9.0499938964843505,1.2538,1.2213000000000001,1.2194691,1.156E-4,1.2E-5,-9.0499938964843505,1.1766000000000001,1.1464000000000001,1.1444379,1.158E-4,7.9999999999999996E-6,true,0.18409876543211109,32.499999999999993,28.250002499999997,15.044237606704636,7.6923076923076872,75.3,10.649999999999999,0.16509878648078741,0.20234977583159725,20,14.999999999999664,-8.6281276962896225E-2,0,21.83683439179287,21.853374786881968,21.830184384247652]
[18,9,0,79.099997002625102,130.89998652920499,77,72,26.441668,0.93506489999999998,-5.5059875488280996,386.91980000000001,424.48102,422.43234000000001,3.2623999999999999E-3,3.2739999999999999E-4,-5.4469970703124702,345.88929999999999,378.94659999999999,376.74369999999999,3.2644000000000002E-3,0,-5.5149902343749702,391.1694,429.19779999999997,427.18518,3.2669000000000001E-3,3.568E-4,-5.5059875488280996,385.1893,422.56360000000001,420.73540000000003,3.2601000000000002E-3,3.1630002000000002E-4,-5.5019897460937202,387.4273,425.036,423.14227,3.2599E-3,3.3409999999999999E-4,-5.5690063476562202,374.81459999999998,411.14019999999999,409.36752000000001,3.2555000000000001E-3,2.385E-4,true,0.48263170871573724,32.3744769874477,28.138077405857743,12.804292582719402,8.2399103139013441,75.3,10.964569334147832,0.58132201212519108,-1.0820966743410427,45.909090909091447,30.454545454545723,0.20858255881721632,0.13774526309345836,11.862321268683369,12.016051865882954,12.127247250584421]
[18,10,0,71.4000023663409,143.40000254853899,186,132,169.30063000000001,0.70967740000000001,0.21401367187502199,1273.1547,1378.2185999999999,1374.2240999999999,9.6148999999999991E-3,8.3379999999999999E-4,0.36800537109377202,1163.1696999999999,1258.6836000000001,1254.6115,9.6066999999999993E-3,0,0.20299682617189699,1283.0243,1388.9437,1384.5416,9.6214000000000004E-3,9.0300000000000005E-4,0.23101196289064699,1264.7954999999999,1369.1111000000001,1364.6667,9.5803999999999993E-3,8.0449999999999999E-4,0.23900756835939699,1272.2659000000001,1377.1549,1372.8463999999999,9.5937000000000001E-3,8.4829999999999997E-4,0.115014648437522,1247.6002000000001,1350.9915000000001,1346.6177,9.5469000000000005E-3,7.0609999999999998E-4,true,0.28983065531113983,33.84669479606189,26.919831223628695,12.243629583592309,7.6633444075304595,75.3,12.531422403454064,0.32352054161983929,-0.4221821960586567,35.918803418803527,27.15811965811946,0.42795707903637847,6.7557735880441339E-2,9.4556280136939712,9.4968266846409897,9.5338357730659986]
[18,11,0,65.800000085559006,156.89999226152699,154,150,9.75793,0.97402595999999997,-1.6200012207031,712.56820000000005,775.47760000000005,769.26746000000003,5.2620000000000002E-3,8.7489999999999996E-4,-1.4729980468749699,599.9008,652.29179999999997,646.33875,5.2614000000000003E-3,0,-1.6359924316406,722.87109999999996,786.75570000000005,780.80399999999997,5.2693000000000002E-3,9.4749999999999999E-4,-1.61701049804685,709.35299999999995,771.96216000000004,766.23364000000004,5.2325999999999996E-3,8.7940000000000002E-4,-1.61200561523435,716.81646999999998,780.08900000000006,774.91079999999999,5.2443999999999998E-3,9.2529999999999999E-4,-1.7469848632812199,687.94659999999999,748.90830000000005,743.26556000000005,5.1986999999999997E-3,7.4719999999999995E-4,true,0.80081487846973576,31.246490735541826,27.422796181920273,7.7439163065726513,7.6622691292876022,75.3,7.0144016459023897,0.91263603191086595,-0.78435848274416731,35.448577680525247,27.417943107220971,0.70137216680046244,0.13853832577381819,18.781005126180869,18.885075667055769,19.019238750577777]
[18,12,0,62.799996435199802,172.500003472157,85,85,0,1,-3.4289916992187202,398.01440000000002,434.22829999999999,432.00301999999999,3.3125002E-3,3.6539999999999999E-4,-3.3750061035156,351.83409999999998,383.3322,381.31063999999998,3.3116999999999999E-3,0,-3.44000854492185,401.91699999999997,438.53410000000002,436.60289999999998,3.3127999999999999E-3,3.9580000000000003E-4,-3.4329895019531,396.56610000000001,432.63990000000001,430.95632999999998,3.3111999999999998E-3,3.5510000000000001E-4,-3.42499389648435,400.1001,436.51519999999999,434.65735000000001,3.3107000000000002E-3,3.835E-4,-3.4989990234374702,385.32409999999999,420.34480000000002,418.47680000000003,3.3077001999999999E-3,2.6960002000000002E-4,true,0.51246775025948288,31.079894834046506,27.506584285616203,11.461560123908754,7.6806467913087539,75.3,10.065408319649698,0.52736503742707297,-0.14994727819687198,37.000466697777988,31.666777785184269,4.8320850446970098E-2,9.0497464380501214E-3,13.125589588956855,13.277282732835904,13.294247440879179]
[18,13,0,62.799996435199802,187.500007152883,158,156,4.3754296000000004,0.98734175999999996,-1.3190063476562199,803.66187000000002,874.04520000000002,870.20830000000001,6.1659999999999996E-3,6.7619999999999996E-4,-1.2080139160156,716.40819999999997,778.75710000000004,774.47437000000002,6.1669999999999997E-3,0,-1.3270019531249699,811.75490000000002,882.8836,878.73559999999998,6.1716000000000002E-3,7.3320000000000004E-4,-1.3199829101562199,801.08569999999997,871.24720000000002,867.89800000000002,6.1657999999999999E-3,6.5640000000000002E-4,-1.31000366210935,807.25599999999997,877.93859999999995,874.31629999999996,6.1595E-3,7.1049999999999998E-4,-1.45099487304685,779.14919999999995,847.68910000000005,844.59720000000004,6.1533999999999998E-3,4.9950000000000005E-4,true,0.43898187416394646,31.075829383886255,27.436018957345976,11.700182815356497,7.7741407528641666,75.3,10.11860396332446,0.54994426375053462,-1.1227844750508038,49.836065573770043,40.327868852458479,9.4067274319642458E-2,9.073822023463185E-2,12.179323184743009,12.235920545700321,12.36114889121508]
[18,14,0,65.800000085559006,203.10000864946599,320,166,375.68029999999999,0.51875000000000004,4.7170043945312701,2043.3613,2180.482,2172.5254,1.5184599999999999E-2,1.1446E-3,4.9059997558593897,1892.9576,2019.0797,2011.7139,1.51816E-2,0,4.6979919433593897,2058.9805000000001,2197.2563,2189.2485000000001,1.5203700000000001E-2,1.245E-3,4.7319885253906397,2028.6985999999999,2164.7539999999999,2157.0976999999998,1.5151E-2,1.0663999999999999E-3,4.7480102539062701,2040.6747,2177.4081999999999,2170.114,1.51755E-2,1.1332E-3,4.5509887695312701,1999.5663,2134.9135999999999,2128.299,1.51018E-2,8.9300000000000002E-4,true,0.36490097143658973,34.654454621149036,27.218984179850121,16.747936984246081,8.0642570281124542,75.3,14.266293901799756,0.36480976952024408,1.3011133429944154E-3,33.826322930800679,26.675712347354086,0.34783182628210785,0.12562731440374231,7.9454341713728862,7.9938548240567204,7.9937559709658528]
[18,15,0,71.4000023663409,216.60000807649999,263,109,482.82029999999997,0.41444868000000001,6.2400146484375201,2396.5693000000001,2545.0077999999999,2537.8462,1.8278599999999999E-2,7.4649999999999998E-4,6.3669982910156397,2298.1030000000001,2439.6333,2432.1930000000002,1.8274100000000001E-2,0,6.2220092773437701,2406.9504000000002,2556.1448,2548.6587,1.8290500000000001E-2,8.1399996999999996E-4,6.2660156250000201,2379.4346,2526.6165000000001,2519.6885000000002,1.82487E-2,6.4579996999999999E-4,6.2679992675781397,2386.3380000000002,2533.9312,2526.7348999999999,1.8254900000000001E-2,6.9220000000000002E-4,6.1960083007812701,2367.2952,2514.2912999999999,2507.5154000000002,1.82119E-2,5.8980000000000002E-4,true,0.2813979587803192,41.894528320312489,25.468747070312496,26.045216446820206,8.2923799124955728,75.3,25.48573342263898,0.3049761617862714,-0.60090779639456293,38.279069767441641,28.558139534883452,0.2290574123088307,6.5061097290952663E-2,4.2846774056689387,4.3192761797438948,4.3439480337292204]
[18,16,0,79.099997002625102,229.10000466774099,191,92,523.54499999999996,0.48167539999999998,3.7929931640625201,1640.1885,1755.8275000000001,1745.5613000000001,1.2859300000000001E-2,3.9369999999999997E-4,3.8449951171875201,1588.2025000000001,1699.9764,1691.4169999999999,1.2856100000000001E-2,0,3.7799926757812701,1648.1567,1764.4148,1755.0094999999999,1.2860399999999999E-2,4.5330000000000001E-4,3.7950073242187701,1628.9275,1743.7683,1735.3768,1.28538E-2,3.1320000000000002E-4,3.7900024414062701,1640.2940000000001,1755.9494999999999,1747.1971000000001,1.2855E-2,3.9879999999999999E-4,3.7570129394531402,1627.0579,1741.9711,1732.4828,1.28469E-2,3.0580000000000001E-4,true,0.5846929724019031,35.860215053763447,20.795698924731184,44.731800766283513,13.14802559011693,75.3,33.662687325374655,0.50350110742714405,2.733136364009352,36.666666666665236,28.518518518518832,5.1346683471020782E-2,8.5533886970745598E-3,3.2732601793536951,3.2854044326733058,3.2011207171265368]
[18,17,0,88.199999494639897,239.500018617525,17,17,0,1,-3.7670043945312202,39.681899999999999,39.213099999999997,39.132133000000003,6.5600000000000001E-4,6.7999999999999999E-5,-3.7599853515624702,32.752000000000002,32.150199999999998,32.094498000000002,6.5510000000000004E-4,0,-3.76898803710935,40.186,39.735700000000001,39.654350000000001,6.5550000000000005E-4,7.2999999999999999E-5,-3.7679809570312202,39.326999999999998,38.843400000000003,38.772151999999998,6.5499999999999998E-4,6.5099999999999997E-5,-3.76398315429685,39.884599999999999,39.421500000000002,39.348373000000002,6.5589999999999995E-4,6.9800000000000003E-5,-3.7800048828124702,37.514800000000001,36.976300000000002,36.911808000000001,6.5539999999999999E-4,4.7500000000000003E-5,true,0.20647946732085457,31.434977578475333,27.892376681614344,12.135176651305679,6.8493150684931443,75.3,10.647058823529411,0.17325553184738071,0.35373719533522158,22.0000000000013,11.999999999999137,7.6335877862598878E-2,-7.6277650648348683E-2,21.158707865168527,21.968448096745895,21.927855048550693]
[18,18,0,90.000002656260094,249.39999229322601,0,0,0,{"$error":"#N/A"},{"$error":"#N/A"},{"$error":"#N/A"},{"$error":"#N/A"},{"$error":"#N/A"},{"$error":"#N/A"},{"$error":"#N/A"},{"$error":"#N/A"},{"$error":"#N/A"},{"$error":"#N/A"},{"$error":"#N/A"},{"$error":"#N/A"},{"$error":"#N/A"},{"$error":"#N/A"},{"$error":"#N/A"},{"$error":"#N/A"},{"$error":"#N/A"},{"$error":"#N/A"},{"$error":"#N/A"},{"$error":"#N/A"},{"$error":"#N/A"},{"$error":"#N/A"},{"$error":"#N/A"},{"$error":"#N/A"},{"$error":"#N/A"},{"$error":"#N/A"},{"$error":"#N/A"},{"$error":"#N/A"},{"$error":"#N/A"},{"$error":"#N/A"},{"$error":"#N/A"},{"$error":"#N/A"},{"$error":"#N/A"},{"$error":"#N/A"},{"$error":"#N/A"},{"$error":"#N/A"},{"$error":"#N/A"},false,{"$error":"#N/A"},{"$error":"#N/A"},{"$error":"#N/A"},{"$error":"#N/A"},{"$error":"#N/A"},{"$error":"#N/A"},{"$error":"#N/A"},{"$error":"#N/A"},{"$error":"#N/A"},{"$error":"#N/A"},{"$error":"#N/A"},{"$error":"#N/A"},{"$error":"#N/A"},{"$error":"#N/A"},{"$error":"#N/A"},{"$error":"#N/A"}]
[18,19,0,90.000002656260094,258.60001061129498,0,0,0,{"$error":"#N/A"},{"$error":"#N/A"},{"$error":"#N/A"},{"$error":"#N/A"},{"$error":"#N/A"},{"$error":"#N/A"},{"$error":"#N/A"},{"$error":"#N/A"},{"$error":"#N/A"},{"$error":"#N/A"},{"$error":"#N/A"},{"$error":"#N/A"},{"$error":"#N/A"},{"$error":"#N/A"},{"$error":"#N/A"},{"$error":"#N/A"},{"$error":"#N/A"},{"$error":"#N/A"},{"$error":"#N/A"},{"$error":"#N/A"},{"$error":"#N/A"},{"$error":"#N/A"},{"$error":"#N/A"},{"$error":"#N/A"},{"$error":"#N/A"},{"$error":"#N/A"},{"$error":"#N/A"},{"$error":"#N/A"},{"$error":"#N/A"},{"$error":"#N/A"},{"$error":"#N/A"},{"$error":"#N/A"},{"$error":"#N/A"},{"$error":"#N/A"},{"$error":"#N/A"},{"$error":"#N/A"},{"$error":"#N/A"},false,{"$error":"#N/A"},{"$error":"#N/A"},{"$error":"#N/A"},{"$error":"#N/A"},{"$error":"#N/A"},{"$error":"#N/A"},{"$error":"#N/A"},{"$error":"#N/A"},{"$error":"#N/A"},{"$error":"#N/A"},{"$error":"#N/A"},{"$error":"#N/A"},{"$error":"#N/A"},{"$error":"#N/A"},{"$error":"#N/A"},{"$error":"#N/A"}]
[18,20,0,90.000002656260094,268.29999149107402,0,0,0,{"$error":"#N/A"},{"$error":"#N/A"},{"$error":"#N/A"},{"$error":"#N/A"},{"$error":"#N/A"},{"$error":"#N/A"},{"$error":"#N/A"},{"$error":"#N/A"},{"$error":"#N/A"},{"$error":"#N/A"},{"$error":"#N/A"},{"$error":"#N/A"},{"$error":"#N/A"},{"$error":"#N/A"},{"$error":"#N/A"},{"$error":"#N/A"},{"$error":"#N/A"},{"$error":"#N/A"},{"$error":"#N/A"},{"$error":"#N/A"},{"$error":"#N/A"},{"$error":"#N/A"},{"$error":"#N/A"},{"$error":"#N/A"},{"$error":"#N/A"},{"$error":"#N/A"},{"$error":"#N/A"},{"$error":"#N/A"},{"$error":"#N/A"},{"$error":"#N/A"},{"$error":"#N/A"},{"$error":"#N/A"},{"$error":"#N/A"},{"$error":"#N/A"},{"$error":"#N/A"},{"$error":"#N/A"},{"$error":"#N/A"},false,{"$error":"#N/A"},{"$error":"#N/A"},{"$error":"#N/A"},{"$error":"#N/A"},{"$error":"#N/A"},{"$error":"#N/A"},{"$error":"#N/A"},{"$error":"#N/A"},{"$error":"#N/A"},{"$error":"#N/A"},{"$error":"#N/A"},{"$error":"#N/A"},{"$error":"#N/A"},{"$error":"#N/A"},{"$error":"#N/A"},{"$error":"#N/A"}]
[18,21,0,90.000002656260094,278.60000904289802,0,0,0,{"$error":"#N/A"},{"$error":"#N/A"},{"$error":"#N/A"},{"$error":"#N/A"},{"$error":"#N/A"},{"$error":"#N/A"},{"$error":"#N/A"},{"$error":"#N/A"},{"$error":"#N/A"},{"$error":"#N/A"},{"$error":"#N/A"},{"$error":"#N/A"},{"$error":"#N/A"},{"$error":"#N/A"},{"$error":"#N/A"},{"$error":"#N/A"},{"$error":"#N/A"},{"$error":"#N/A"},{"$error":"#N/A"},{"$error":"#N/A"},{"$error":"#N/A"},{"$error":"#N/A"},{"$error":"#N/A"},{"$error":"#N/A"},{"$error":"#N/A"},{"$error":"#N/A"},{"$error":"#N/A"},{"$error":"#N/A"},{"$error":"#N/A"},{"$error":"#N/A"},{"$error":"#N/A"},{"$error":"#N/A"},{"$error":"#N/A"},{"$error":"#N/A"},{"$error":"#N/A"},{"$error":"#N/A"},{"$error":"#N/A"},false,{"$error":"#N/A"},{"$error":"#N/A"},{"$error":"#N/A"},{"$error":"#N/A"},{"$error":"#N/A"},{"$error":"#N/A"},{"$error":"#N/A"},{"$error":"#N/A"},{"$error":"#N/A"},{"$error":"#N/A"},{"$error":"#N/A"},{"$error":"#N/A"},{"$error":"#N/A"},{"$error":"#N/A"},{"$error":"#N/A"},{"$error":"#N/A"}]
[18,22,0,90.000002656260094,292.10000846993199,0,0,0,{"$error":"#N/A"},{"$error":"#N/A"},{"$error":"#N/A"},{"$error":"#N/A"},{"$error":"#N/A"},{"$error":"#N/A"},{"$error":"#N/A"},{"$error":"#N/A"},{"$error":"#N/A"},{"$error":"#N/A"},{"$error":"#N/A"},{"$error":"#N/A"},{"$error":"#N/A"},{"$error":"#N/A"},{"$error":"#N/A"},{"$error":"#N/A"},{"$error":"#N/A"},{"$error":"#N/A"},{"$error":"#N/A"},{"$error":"#N/A"},{"$error":"#N/A"},{"$error":"#N/A"},{"$error":"#N/A"},{"$error":"#N/A"},{"$error":"#N/A"},{"$error":"#N/A"},{"$error":"#N/A"},{"$error":"#N/A"},{"$error":"#N/A"},{"$error":"#N/A"},{"$error":"#N/A"},{"$error":"#N/A"},{"$error":"#N/A"},{"$error":"#N/A"},{"$error":"#N/A"},{"$error":"#N/A"},{"$error":"#N/A"},false,{"$error":"#N/A"},{"$error":"#N/A"},{"$error":"#N/A"},{"$error":"#N/A"},{"$error":"#N/A"},{"$error":"#N/A"},{"$error":"#N/A"},{"$error":"#N/A"},{"$error":"#N/A"},{"$error":"#N/A"},{"$error":"#N/A"},{"$error":"#N/A"},{"$error":"#N/A"},{"$error":"#N/A"},{"$error":"#N/A"},{"$error":"#N/A"}]
[18,23,0,90.000002656260094,311.10000406574102,0,0,0,{"$error":"#N/A"},{"$error":"#N/A"},{"$error":"#N/A"},{"$error":"#N/A"},{"$error":"#N/A"},{"$error":"#N/A"},{"$error":"#N/A"},{"$error":"#N/A"},{"$error":"#N/A"},{"$error":"#N/A"},{"$error":"#N/A"},{"$error":"#N/A"},{"$error":"#N/A"},{"$error":"#N/A"},{"$error":"#N/A"},{"$error":"#N/A"},{"$error":"#N/A"},{"$error":"#N/A"},{"$error":"#N/A"},{"$error":"#N/A"},{"$error":"#N/A"},{"$error":"#N/A"},{"$error":"#N/A"},{"$error":"#N/A"},{"$error":"#N/A"},{"$error":"#N/A"},{"$error":"#N/A"},{"$error":"#N/A"},{"$error":"#N/A"},{"$error":"#N/A"},{"$error":"#N/A"},{"$error":"#N/A"},{"$error":"#N/A"},{"$error":"#N/A"},{"$error":"#N/A"},{"$error":"#N/A"},{"$error":"#N/A"},false,{"$error":"#N/A"},{"$error":"#N/A"},{"$error":"#N/A"},{"$error":"#N/A"},{"$error":"#N/A"},{"$error":"#N/A"},{"$error":"#N/A"},{"$error":"#N/A"},{"$error":"#N/A"},{"$error":"#N/A"},{"$error":"#N/A"},{"$error":"#N/A"},{"$error":"#N/A"},{"$error":"#N/A"},{"$error":"#N/A"},{"$error":"#N/A"}]
[19,0,0,90.000002656260094,340.99999560113798,0,0,0,{"$error":"#N/A"},{"$error":"#N/A"},{"$error":"#N/A"},{"$error":"#N/A"},{"$error":"#N/A"},{"$error":"#N/A"},{"$error":"#N/A"},{"$error":"#N/A"},{"$error":"#N/A"},{"$error":"#N/A"},{"$error":"#N/A"},{"$error":"#N/A"},{"$error":"#N/A"},{"$error":"#N/A"},{"$error":"#N/A"},{"$error":"#N/A"},{"$error":"#N/A"},{"$error":"#N/A"},{"$error":"#N/A"},{"$error":"#N/A"},{"$error":"#N/A"},{"$error":"#N/A"},{"$error":"#N/A"},{"$error":"#N/A"},{"$error":"#N/A"},{"$error":"#N/A"},{"$error":"#N/A"},{"$error":"#N/A"},{"$error":"#N/A"},{"$error":"#N/A"},{"$error":"#N/A"},{"$error":"#N/A"},{"$error":"#N/A"},{"$error":"#N/A"},{"$error":"#N/A"},{"$error":"#N/A"},{"$error":"#N/A"},false,{"$error":"#N/A"},{"$error":"#N/A"},{"$error":"#N/A"},{"$error":"#N/A"},{"$error":"#N/A"},{"$error":"#N/A"},{"$error":"#N/A"},{"$error":"#N/A"},{"$error":"#N/A"},{"$error":"#N/A"},{"$error":"#N/A"},{"$error":"#N/A"},{"$error":"#N/A"},{"$error":"#N/A"},{"$error":"#N/A"},{"$error":"#N/A"}]
[19,1,0,90.000002656260094,18.899994340824598,0,0,0,{"$error":"#N/A"},{"$error":"#N/A"},{"$error":"#N/A"},{"$error":"#N/A"},{"$error":"#N/A"},{"$error":"#N/A"},{"$error":"#N/A"},{"$error":"#N/A"},{"$error":"#N/A"},{"$error":"#N/A"},{"$error":"#N/A"},{"$error":"#N/A"},{"$error":"#N/A"},{"$error":"#N/A"},{"$error":"#N/A"},{"$error":"#N/A"},{"$error":"#N/A"},{"$error":"#N/A"},{"$error":"#N/A"},{"$error":"#N/A"},{"$error":"#N/A"},{"$error":"#N/A"},{"$error":"#N/A"},{"$error":"#N/A"},{"$error":"#N/A"},{"$error":"#N/A"},{"$error":"#N/A"},{"$error":"#N/A"},{"$error":"#N/A"},{"$error":"#N/A"},{"$error":"#N/A"},{"$error":"#N/A"},{"$error":"#N/A"},{"$error":"#N/A"},{"$error":"#N/A"},{"$error":"#N/A"},{"$error":"#N/A"},false,{"$error":"#N/A"},{"$error":"#N/A"},{"$error":"#N/A"},{"$error":"#N/A"},{"$error":"#N/A"},{"$error":"#N/A"},{"$error":"#N/A"},{"$error":"#N/A"},{"$error":"#N/A"},{"$error":"#N/A"},{"$error":"#N/A"},{"$error":"#N/A"},{"$error":"#N/A"},{"$error":"#N/A"},{"$error":"#N/A"},{"$error":"#N/A"}]
[19,2,0,90.000002656260094,48.699994335284302,0,0,0,{"$error":"#N/A"},{"$error":"#N/A"},{"$error":"#N/A"},{"$error":"#N/A"},{"$error":"#N/A"},{"$error":"#N/A"},{"$error":"#N/A"},{"$error":"#N/A"},{"$error":"#N/A"},{"$error":"#N/A"},{"$error":"#N/A"},{"$error":"#N/A"},{"$error":"#N/A"},{"$error":"#N/A"},{"$error":"#N/A"},{"$error":"#N/A"},{"$error":"#N/A"},{"$error":"#N/A"},{"$error":"#N/A"},{"$error":"#N/A"},{"$error":"#N/A"},{"$error":"#N/A"},{"$error":"#N/A"},{"$error":"#N/A"},{"$error":"#N/A"},{"$error":"#N/A"},{"$error":"#N/A"},{"$error":"#N/A"},{"$error":"#N/A"},{"$error":"#N/A"},{"$error":"#N/A"},{"$error":"#N/A"},{"$error":"#N/A"},{"$error":"#N/A"},{"$error":"#N/A"},{"$error":"#N/A"},{"$error":"#N/A"},false,{"$error":"#N/A"},{"$error":"#N/A"},{"$error":"#N/A"},{"$error":"#N/A"},{"$error":"#N/A"},{"$error":"#N/A"},{"$error":"#N/A"},{"$error":"#N/A"},{"$error":"#N/A"},{"$error":"#N/A"},{"$error":"#N/A"},{"$error":"#N/A"},{"$error":"#N/A"},{"$error":"#N/A"},{"$error":"#N/A"},{"$error":"#N/A"}]
[19,3,0,90.000002656260094,67.699994788116499,0,0,0,{"$error":"#N/A"},{"$error":"#N/A"},{"$error":"#N/A"},{"$error":"#N/A"},{"$error":"#N/A"},{"$error":"#N/A"},{"$error":"#N/A"},{"$error":"#N/A"},{"$error":"#N/A"},{"$error":"#N/A"},{"$error":"#N/A"},{"$error":"#N/A"},{"$error":"#N/A"},{"$error":"#N/A"},{"$error":"#N/A"},{"$error":"#N/A"},{"$error":"#N/A"},{"$error":"#N/A"},{"$error":"#N/A"},{"$error":"#N/A"},{"$error":"#N/A"},{"$error":"#N/A"},{"$error":"#N/A"},{"$error":"#N/A"},{"$error":"#N/A"},{"$error":"#N/A"},{"$error":"#N/A"},{"$error":"#N/A"},{"$error":"#N/A"},{"$error":"#N/A"},{"$error":"#N/A"},{"$error":"#N/A"},{"$error":"#N/A"},{"$error":"#N/A"},{"$error":"#N/A"},{"$error":"#N/A"},{"$error":"#N/A"},false,{"$error":"#N/A"},{"$error":"#N/A"},{"$error":"#N/A"},{"$error":"#N/A"},{"$error":"#N/A"},{"$error":"#N/A"},{"$error":"#N/A"},{"$error":"#N/A"},{"$error":"#N/A"},{"$error":"#N/A"},{"$error":"#N/A"},{"$error":"#N/A"},{"$error":"#N/A"},{"$error":"#N/A"},{"$error":"#N/A"},{"$error":"#N/A"}]
[19,4,0,90.000002656260094,80.900005021268697,0,0,0,{"$error":"#N/A"},{"$error":"#N/A"},{"$error":"#N/A"},{"$error":"#N/A"},{"$error":"#N/A"},{"$error":"#N/A"},{"$error":"#N/A"},{"$error":"#N/A"},{"$error":"#N/A"},{"$error":"#N/A"},{"$error":"#N/A"},{"$error":"#N/A"},{"$error":"#N/A"},{"$error":"#N/A"},{"$error":"#N/A"},{"$error":"#N/A"},{"$error":"#N/A"},{"$error":"#N/A"},{"$error":"#N/A"},{"$error":"#N/A"},{"$error":"#N/A"},{"$error":"#N/A"},{"$error":"#N/A"},{"$error":"#N/A"},{"$error":"#N/A"},{"$error":"#N/A"},{"$error":"#N/A"},{"$error":"#N/A"},{"$error":"#N/A"},{"$error":"#N/A"},{"$error":"#N/A"},{"$error":"#N/A"},{"$error":"#N/A"},{"$error":"#N/A"},{"$error":"#N/A"},{"$error":"#N/A"},{"$error":"#N/A"},false,{"$error":"#N/A"},{"$error":"#N/A"},{"$error":"#N/A"},{"$error":"#N/A"},{"$error":"#N/A"},{"$error":"#N/A"},{"$error":"#N/A"},{"$error":"#N/A"},{"$error":"#N/A"},{"$error":"#N/A"},{"$error":"#N/A"},{"$error":"#N/A"},{"$error":"#N/A"},{"$error":"#N/A"},{"$error":"#N/A"},{"$error":"#N/A"}]
[19,5,0,90.000002656260094,91.600003307912104,0,0,0,{"$error":"#N/A"},{"$error":"#N/A"},{"$error":"#N/A"},{"$error":"#N/A"},{"$error":"#N/A"},{"$error":"#N/A"},{"$error":"#N/A"},{"$error":"#N/A"},{"$error":"#N/A"},{"$error":"#N/A"},{"$error":"#N/A"},{"$error":"#N/A"},{"$error":"#N/A"},{"$error":"#N/A"},{"$error":"#N/A"},{"$error":"#N/A"},{"$error":"#N/A"},{"$error":"#N/A"},{"$error":"#N/A"},{"$error":"#N/A"},{"$error":"#N/A"},{"$error":"#N/A"},{"$error":"#N/A"},{"$error":"#N/A"},{"$error":"#N/A"},{"$error":"#N/A"},{"$error":"#N/A"},{"$error":"#N/A"},{"$error":"#N/A"},{"$error":"#N/A"},{"$error":"#N/A"},{"$error":"#N/A"},{"$error":"#N/A"},{"$error":"#N/A"},{"$error":"#N/A"},{"$error":"#N/A"},{"$error":"#N/A"},false,{"$error":"#N/A"},{"$error":"#N/A"},{"$error":"#N/A"},{"$error":"#N/A"},{"$error":"#N/A"},{"$error":"#N/A"},{"$error":"#N/A"},{"$error":"#N/A"},{"$error":"#N/A"},{"$error":"#N/A"},{"$error":"#N/A"},{"$error":"#N/A"},{"$error":"#N/A"},{"$error":"#N/A"},{"$error":"#N/A"},{"$error":"#N/A"}]
[19,6,0,90.000002656260094,100.899998595848,0,0,0,{"$error":"#N/A"},{"$error":"#N/A"},{"$error":"#N/A"},{"$error":"#N/A"},{"$error":"#N/A"},{"$error":"#N/A"},{"$error":"#N/A"},{"$error":"#N/A"},{"$error":"#N/A"},{"$error":"#N/A"},{"$error":"#N/A"},{"$error":"#N/A"},{"$error":"#N/A"},{"$error":"#N/A"},{"$error":"#N/A"},{"$error":"#N/A"},{"$error":"#N/A"},{"$error":"#N/A"},{"$error":"#N/A"},{"$error":"#N/A"},{"$error":"#N/A"},{"$error":"#N/A"},{"$error":"#N/A"},{"$error":"#N/A"},{"$error":"#N/A"},{"$error":"#N/A"},{"$error":"#N/A"},{"$error":"#N/A"},{"$error":"#N/A"},{"$error":"#N/A"},{"$error":"#N/A"},{"$error":"#N/A"},{"$error":"#N/A"},{"$error":"#N/A"},{"$error":"#N/A"},{"$error":"#N/A"},{"$error":"#N/A"},false,{"$error":"#N/A"},{"$error":"#N/A"},{"$error":"#N/A"},{"$error":"#N/A"},{"$error":"#N/A"},{"$error":"#N/A"},{"$error":"#N/A"},{"$error":"#N/A"},{"$error":"#N/A"},{"$error":"#N/A"},{"$error":"#N/A"},{"$error":"#N/A"},{"$error":"#N/A"},{"$error":"#N/A"},{"$error":"#N/A"},{"$error":"#N/A"}]
[19,7,0,90.000002656260094,110.50000250575999,0,0,0,{"$error":"#N/A"},{"$error":"#N/A"},{"$error":"#N/A"},{"$error":"#N/A"},{"$error":"#N/A"},{"$error":"#N/A"},{"$error":"#N/A"},{"$error":"#N/A"},{"$error":"#N/A"},{"$error":"#N/A"},{"$error":"#N/A"},{"$error":"#N/A"},{"$error":"#N/A"},{"$error":"#N/A"},{"$error":"#N/A"},{"$error":"#N/A"},{"$error":"#N/A"},{"$error":"#N/A"},{"$error":"#N/A"},{"$error":"#N/A"},{"$error":"#N/A"},{"$error":"#N/A"},{"$error":"#N/A"},{"$error":"#N/A"},{"$error":"#N/A"},{"$error":"#N/A"},{"$error":"#N/A"},{"$error":"#N/A"},{"$error":"#N/A"},{"$error":"#N/A"},{"$error":"#N/A"},{"$error":"#N/A"},{"$error":"#N/A"},{"$error":"#N/A"},{"$error":"#N/A"},{"$error":"#N/A"},{"$error":"#N/A"},false,{"$error":"#N/A"},{"$error":"#N/A"},{"$error":"#N/A"},{"$error":"#N/A"},{"$error":"#N/A"},{"$error":"#N/A"},{"$error":"#N/A"},{"$error":"#N/A"},{"$error":"#N/A"},{"$error":"#N/A"},{"$error":"#N/A"},{"$error":"#N/A"},{"$error":"#N/A"},{"$error":"#N/A"},{"$error":"#N/A"},{"$error":"#N/A"}]
[19,8,0,87.999996984671697,120.000000303664,4,4,0,1,-5.3320068359374702,2.2282000000000002,2.1770999999999998,2.1735783,1.5469999999999999E-4,1.5999999999999999E-5,-5.3299926757812202,1.8272999999999999,1.7856000999999999,1.7825361,1.5440000000000001E-4,0,-5.3349975585937202,2.2627000000000002,2.2109000000000001,2.2073649999999998,1.548E-4,1.7100001000000002E-5,-5.3349975585937202,2.214,2.1635,2.1601577000000001,1.5469999999999999E-4,1.5199999000000001E-5,-5.3299926757812202,2.2387000000000001,2.1871,2.1840394000000001,1.5449999999999999E-4,1.6500000000000001E-5,-5.3400024414062202,2.1008,2.0528,2.0494504,1.5449999999999999E-4,1.1E-5,true,0.16176105828854212,31.090910909090908,27.636361818181822,12.500013980264079,6.4327540097804832,75.3,10.668749999999999,0.17159497246891706,-0.10491557191187509,{"$error":"#DIV/0!"},{"$error":"#DIV/0!"},6.4641241111829117E-2,6.4599483204130781E-2,21.939473540195934,21.925396397547239,21.93740704606207]
[19,9,0,78.900004206703699,130.80000955933801,64,64,0,1,-2.8660034179687202,284.60449999999997,308.83659999999998,306.92971999999997,2.4867999999999999E-3,2.8830000000000001E-4,-2.8230041503906,248.9736,269.57,267.56097,2.4880000000000002E-3,0,-2.87201538085935,288.13170000000002,312.72417999999999,310.86016999999998,2.4905000000000001E-3,3.1270000000000001E-4,-2.8649963378906,283.49869999999999,307.6198,305.90884,2.4843002000000001E-3,2.8180000000000002E-4,-2.8609985351562202,285.4085,309.71859999999998,307.98043999999999,2.4840999999999999E-3,2.9710000000000001E-4,-2.9130004882812202,274.267,297.49509999999998,295.87124999999997,2.4803999999999998E-3,2.1160001000000001E-4,true,0.61743977235858738,31.824561616907786,28.210526106494282,10.965223562810511,7.8030060761112852,75.3,9.625737079431147,0.74527210001112731,-1.2304803762350451,47.297297297297035,30.541081081081551,0.24955921188589691,0.14856454527203411,14.311115716686414,14.56638349964758,14.713936042315879]
[19,10,0,71.300001111356806,142.99999752860299,157,139,56.142463999999997,0.88535034999999995,0.63100585937502196,847.00379999999996,915.80200000000002,911.03345000000002,6.3115000000000003E-3,8.652E-4,0.75600585937502196,733.92340000000002,793.12067000000002,788.18730000000005,6.3026999999999996E-3,0,0.62099609375002196,856.72450000000003,926.35979999999995,921.17179999999996,6.3160999999999998E-3,9.3530000000000002E-4,0.63698730468752196,842.16229999999996,910.54759999999999,905.03430000000003,6.2760999999999997E-3,8.633E-4,0.64199218750002196,849.31449999999995,918.26940000000002,913.12369999999999,6.2905000000000001E-3,9.0419999999999997E-4,0.53200683593752196,822.73699999999997,889.8116,884.41729999999995,6.2417000000000002E-3,7.4759999999999996E-4,true,0.52069661346011531,31.985951468710088,27.388250319284801,8.3400903509788016,7.4949214155885846,75.3,8.2948451225150261,0.62202010193479984,-0.84046264417044447,35.245901639344225,27.049180327868772,0.63733847453035786,7.2829752537162395E-2,15.407656984366479,15.468179640306184,15.585908324074744]
[19,11,0,65.599997575590805,156.89999226152699,232,194,91.986419999999995,0.83620689999999998,3.5380187988281402,1223.7634,1311.4422999999999,1305.4835,8.9122000000000003E-3,1.1584E-3,3.7060180664062701,1072.424,1148.7750000000001,1143.075,8.9108999999999994E-3,0,3.5160156250000201,1237.7797,1326.5482999999999,1320.9090000000001,8.9215000000000006E-3,1.2564E-3,3.5440002441406402,1217.0873999999999,1304.2710999999999,1298.7109,8.8745999999999998E-3,1.145E-3,3.5500122070312701,1227.6742999999999,1315.5871999999999,1310.3888999999999,8.8905000000000008E-3,1.2099000000000001E-3,3.3900085449218902,1188.1505,1273.8927000000001,1268.5763999999999,8.8272000000000003E-3,9.7050000000000001E-4,true,0.45436997113787492,31.942355889724304,27.289055973266496,9.7292576419214072,7.8000636739891771,75.3,8.6935428176795586,0.49618071423908466,-0.36348348538936714,34.897314375987285,27.488151658767634,0.52847452279540796,0.10424256010760358,14.111899770986108,14.160066157428549,14.20803534326269]
[19,12,0,62.599993925231601,172.500003472157,239,213,56.497191999999998,0.89121340000000004,4.3839965820312701,1267.4051999999999,1354.702,1349.5429999999999,9.4214989999999998E-3,9.8339999999999994E-4,4.5149780273437701,1138.7922000000001,1216.8347000000001,1212.2280000000001,9.4199000000000001E-3,0,4.3619934082031397,1278.7267999999999,1366.8875,1362.5453,9.4225999999999997E-3,1.0688E-3,4.3749938964843897,1262.4766,1349.4757,1345.6815999999999,9.4185999999999992E-3,9.4879999999999997E-4,4.3959899902343897,1272.8996999999999,1360.5151000000001,1356.2527,9.4184000000000004E-3,1.0284999999999999E-3,4.2210021972656397,1231.5501999999999,1317.0698,1312.7671,9.4091000000000001E-3,7.2139999999999997E-4,true,0.38082176006236834,31.31227613155324,27.404754151742104,12.647554806070826,7.9902694610778475,75.3,10.580535895871467,0.37858059110247644,2.3712768628849207E-2,34.516129032257219,30.215053763439574,4.2469156774904704E-2,1.1684673020184722E-2,11.29380759720692,11.329994123277375,11.32748954817079]
[19,13,0,62.599993925231601,187.500007152883,234,210,52.151252999999997,0.89743589999999995,4.7809997558593897,1238.8400999999999,1322.5704000000001,1317.9368999999999,9.2218000000000005E-3,9.6440000000000002E-4,4.9170166015625201,1113.2019,1188.0327,1183.0979,9.2238000000000007E-3,0,4.7679992675781397,1250.7384999999999,1335.3200999999999,1330.3933999999999,9.2294999999999999E-3,1.0479E-3,4.7770019531250201,1234.3433,1317.7896000000001,1313.8503000000001,9.2216999999999993E-3,9.3030000000000001E-4,4.7900024414062701,1243.9603,1327.9992999999999,1323.6487999999999,9.214E-3,1.0114E-3,4.6150146484375201,1203.2197000000001,1285.2327,1281.6189999999999,9.2040000000000004E-3,7.0949999999999995E-4,true,0.35034051873534594,31.209009605829745,27.313680026498844,12.641083521444706,7.9683175875560615,75.3,10.562214848610536,0.41537577206418608,-0.68691631839302303,45.500000000000519,37.699999999999683,8.4583102898605489E-2,8.342813803563498E-2,11.286200643387319,11.324410514963105,11.39711261426463]
[19,14,0,65.599997575590805,203.10000864946599,212,188,58.096687000000003,0.88679249999999998,4.6209960937500201,1074.2472,1147.4706000000001,1141.9854,7.8139000000000004E-3,1.1106E-3,4.7839904785156397,929.66010000000006,992.5598,986.60760000000005,7.8136999999999998E-3,0,4.6060119628906397,1087.7348999999999,1161.9286,1155.6751999999999,7.8264000000000007E-3,1.2019999999999999E-3,4.6289916992187701,1069.02,1141.8610000000001,1136.204,7.7787999999999998E-3,1.1057E-3,4.6419921875000201,1079.5922,1153.0998999999999,1147.4094,7.8000999999999999E-3,1.1655000000000001E-3,4.4880004882812701,1042.288,1113.806,1108.0255,7.7422000000000003E-3,9.3709999999999996E-4,true,0.47802531934152187,31.598073555166366,27.381786339754814,8.7094148503210622,7.6039933444259518,75.3,8.0357464433639478,0.59968175217250874,-0.9776002474339478,34.542314335060617,26.321243523316014,0.61191957628428106,0.15971583358888042,15.552684255245541,15.607200694608034,15.748692793365871]
[19,15,0,71.300001111356806,216.999993668343,140,134,18.714155000000002,0.95714283,2.9399963378906402,666.49760000000003,715.36969999999997,709.4873,4.9490999999999997E-3,8.3030004000000002E-4,3.0590148925781402,559.49270000000001,600.04309999999998,594.09789999999998,4.9461000000000001E-3,0,2.9320007324218902,675.53570000000002,725.11699999999996,719.26250000000005,4.9521998000000003E-3,8.9740000000000002E-4,2.9489990234375201,662.88040000000001,711.4615,705.43769999999995,4.9132000000000004E-3,8.3779999999999998E-4,2.9549804687500201,669.64710000000002,718.72619999999995,712.70165999999995,4.9281000000000004E-3,8.7580000000000004E-4,2.8460021972656402,644.17460000000005,691.56104000000005,685.93740000000003,4.8828999999999999E-3,7.2289999999999995E-4,true,0.82228811200697505,31.412688031393067,27.514715500327007,7.1138696586297456,7.4771517717851621,75.3,6.9606163574314648,0.99079549452364346,-1.1729152430934831,35.331814159291966,26.703539823008889,0.79377595050069694,6.2594405015736765E-2,19.125343369091325,19.219719383490951,19.422623779683455]
[19,16,0,78.900004206703699,229.200001065701,71,70,5.1942139999999997,0.98591549999999994,1.10100708007814,328.73500000000001,353.45569999999998,351.2405,2.8118000000000001E-3,3.1589999999999998E-4,1.1449829101562701,289.19400000000002,310.47381999999999,308.49518,2.8116999999999999E-3,0,1.0949951171875201,332.45620000000002,357.50189999999998,355.53609999999998,2.8142000000000002E-3,3.433E-4,1.1000000000000201,327.30112000000003,351.9008,350.19434000000001,2.8084E-3,3.078E-4,1.1029907226562701,329.58929999999998,354.37990000000002,352.65600000000001,2.8092E-3,3.2529999999999999E-4,1.0500122070312701,317.1463,340.91930000000002,339.14150000000001,2.8035999999999998E-3,2.319E-4,true,0.62672634788460946,31.9271948608137,28.126338329764454,11.533463287849255,7.9813574133411063,75.3,9.9009180120291234,0.6372968902820807,-0.1046580736200405,38.928571428571622,28.571428571428569,0.20652328728101299,8.5281785232038665E-2,13.672828620234165,13.843962753445682,13.856073861510573]
[19,17,0,87.999996984671697,240.00000060732901,3,3,0,1,-1.2599853515624699,1.2549999999999999,1.2301,1.2278975000000001,1.16200004E-4,1.2E-5,-1.2599853515624699,1.0285,1.0083,1.0064360000000001,1.16E-4,0,-1.2599853515624699,1.2715000000000001,1.2462,1.2443773,1.16E-4,1.2999999999999999E-5,-1.2599853515624699,1.2431000000000001,1.2183999999999999,1.2163671,1.158E-4,1.15E-5,-1.2599853515624699,1.2626999999999999,1.2375,1.2355647999999999,1.16E-4,1.22E-5,-1.2699951171874699,1.1833,1.1600999999999999,1.1580713,1.159E-4,8.3999999999999992E-6,true,0.17905048370050283,32.105263157894733,28.157894736842103,13.043478260869556,7.6923076923076872,75.3,10.683333666666666,0.18486561539223106,-6.2124992178340499E-2,30,10.000000000000005,0.17271157167531026,-0.17241724137930792,22.022362664073889,21.997421402360409,22.004528852306553]
[19,18,0,90.000002656260094,249.50000811928001,0,0,0,{"$error":"#N/A"},{"$error":"#N/A"},{"$error":"#N/A"},{"$error":"#N/A"},{"$error":"#N/A"},{"$error":"#N/A"},{"$error":"#N/A"},{"$error":"#N/A"},{"$error":"#N/A"},{"$error":"#N/A"},{"$error":"#N/A"},{"$error":"#N/A"},{"$error":"#N/A"},{"$error":"#N/A"},{"$error":"#N/A"},{"$error":"#N/A"},{"$error":"#N/A"},{"$error":"#N/A"},{"$error":"#N/A"},{"$error":"#N/A"},{"$error":"#N/A"},{"$error":"#N/A"},{"$error":"#N/A"},{"$error":"#N/A"},{"$error":"#N/A"},{"$error":"#N/A"},{"$error":"#N/A"},{"$error":"#N/A"},{"$error":"#N/A"},{"$error":"#N/A"},{"$error":"#N/A"},{"$error":"#N/A"},{"$error":"#N/A"},{"$error":"#N/A"},{"$error":"#N/A"},{"$error":"#N/A"},{"$error":"#N/A"},{"$f":"IF(ISNUMBER(O455),IF(O455>0,TRUE,FALSE),FALSE)","v":false},{"$f":" 100 * IF(AT455,(L455-M455)/L455,NA())","v":{"$error":"#N/A"}},{"$f":" 100 * IF(AT455, $AS$4 + (AA455 - AS455) * ($AM$4 - $AS$4) /(AM455 - AS455),NA())","v":{"$error":"#N/A"}},{"$f":" 100 * (IF(AT455, $AS$4 + (AG455 - AS455) * ($AM$4 - $AS$4) /(AM455 - AS455),NA()) )","v":{"$error":"#N/A"}},{"$f":" 100 * (IF(AT455,AA455/AG455-1,NA()))","v":{"$error":"#N/A"}},{"$f":" 100 * (IF(AT455,1-O455/AA455,NA()))","v":{"$error":"#N/A"}},{"$f":"IF(AT455,$AZ$5,NA())","v":{"$error":"#N/A"}},{"$error":"#N/A"},{"$f":" 100 * IF(AT455,(R455-S455)/R455,NA())","v":{"$error":"#N/A"}},{"$f":"(AU455-BB455)*BA455","v":{"$error":"#N/A"}},{"$f":" 100 * (IF(AT455, $AS$4 + (Z455 - AR455) * ($AM$4 - $AS$4) /(AL455 - AR455),NA()))","v":{"$error":"#N/A"}},{"$f":" 100 * (IF(AT455, $AS$4 + (AF455 - AR455) * ($AM$4 - $AS$4) /(AL455 - AR455),NA()))","v":{"$error":"#N/A"}},{"$f":" 100 * (IF(AT455,Z455/AF455-1,NA()))","v":{"$error":"#N/A"}},{"$f":" 100 * (IF(AT455,1-N455/Z455,NA()))","v":{"$error":"#N/A"}},{"$f":"100 * IF(AT455,(K455-Q455)/Q455,NA())","v":{"$error":"#N/A"}},{"$error":"#N/A"},{"$error":"#N/A"}]
[19,19,0,90.000002656260094,259.10001202919199,0,0,0,{"$error":"#N/A"},{"$error":"#N/A"},{"$error":"#N/A"},{"$error":"#N/A"},{"$error":"#N/A"},{"$error":"#N/A"},{"$error":"#N/A"},{"$error":"#N/A"},{"$error":"#N/A"},{"$error":"#N/A"},{"$error":"#N/A"},{"$error":"#N/A"},{"$error":"#N/A"},{"$error":"#N/A"},{"$error":"#N/A"},{"$error":"#N/A"},{"$error":"#N/A"},{"$error":"#N/A"},{"$error":"#N/A"},{"$error":"#N/A"},{"$error":"#N/A"},{"$error":"#N/A"},{"$error":"#N/A"},{"$error":"#N/A"},{"$error":"#N/A"},{"$error":"#N/A"},{"$error":"#N/A"},{"$error":"#N/A"},{"$error":"#N/A"},{"$error":"#N/A"},{"$error":"#N/A"},{"$error":"#N/A"},{"$error":"#N/A"},{"$error":"#N/A"},{"$error":"#N/A"},{"$error":"#N/A"},{"$error":"#N/A"},false,{"$error":"#N/A"},{"$error":"#N/A"},{"$error":"#N/A"},{"$error":"#N/A"},{"$error":"#N/A"},{"$error":"#N/A"},{"$f":" IF($AZ$2, 1, AZ456/100) * (1 + N456/O456)","v":{"$error":"#N/A"}},{"$error":"#N/A"},{"$error":"#N/A"},{"$error":"#N/A"},{"$error":"#N/A"},{"$error":"#N/A"},{"$error":"#N/A"},{"$error":"#N/A"},{"$error":"#N/A"},{"$error":"#N/A"}]
[19,20,0,90.000002656260094,268.39998788903398,0,0,0,{"$error":"#N/A"},{"$error":"#N/A"},{"$error":"#N/A"},{"$error":"#N/A"},{"$error":"#N/A"},{"$error":"#N/A"},{"$error":"#N/A"},{"$error":"#N/A"},{"$error":"#N/A"},{"$error":"#N/A"},{"$error":"#N/A"},{"$error":"#N/A"},{"$error":"#N/A"},{"$error":"#N/A"},{"$error":"#N/A"},{"$error":"#N/A"},{"$error":"#N/A"},{"$error":"#N/A"},{"$error":"#N/A"},{"$error":"#N/A"},{"$error":"#N/A"},{"$error":"#N/A"},{"$error":"#N/A"},{"$error":"#N/A"},{"$error":"#N/A"},{"$error":"#N/A"},{"$error":"#N/A"},{"$error":"#N/A"},{"$error":"#N/A"},{"$error":"#N/A"},{"$error":"#N/A"},{"$error":"#N/A"},{"$error":"#N/A"},{"$error":"#N/A"},{"$error":"#N/A"},{"$error":"#N/A"},{"$error":"#N/A"},false,{"$error":"#N/A"},{"$error":"#N/A"},{"$error":"#N/A"},{"$error":"#N/A"},{"$error":"#N/A"},{"$error":"#N/A"},{"$error":"#N/A"},{"$error":"#N/A"},{"$error":"#N/A"},{"$error":"#N/A"},{"$error":"#N/A"},{"$error":"#N/A"},{"$error":"#N/A"},{"$error":"#N/A"},{"$error":"#N/A"},{"$error":"#N/A"}]
[19,21,0,90.000002656260094,279.09999103270098,0,0,0,{"$error":"#N/A"},{"$error":"#N/A"},{"$error":"#N/A"},{"$error":"#N/A"},{"$error":"#N/A"},{"$error":"#N/A"},{"$error":"#N/A"},{"$error":"#N/A"},{"$error":"#N/A"},{"$error":"#N/A"},{"$error":"#N/A"},{"$error":"#N/A"},{"$error":"#N/A"},{"$error":"#N/A"},{"$error":"#N/A"},{"$error":"#N/A"},{"$error":"#N/A"},{"$error":"#N/A"},{"$error":"#N/A"},{"$error":"#N/A"},{"$error":"#N/A"},{"$error":"#N/A"},{"$error":"#N/A"},{"$error":"#N/A"},{"$error":"#N/A"},{"$error":"#N/A"},{"$error":"#N/A"},{"$error":"#N/A"},{"$error":"#N/A"},{"$error":"#N/A"},{"$error":"#N/A"},{"$error":"#N/A"},{"$error":"#N/A"},{"$error":"#N/A"},{"$error":"#N/A"},{"$error":"#N/A"},{"$error":"#N/A"},false,{"$error":"#N/A"},{"$error":"#N/A"},{"$error":"#N/A"},{"$error":"#N/A"},{"$error":"#N/A"},{"$error":"#N/A"},{"$error":"#N/A"},{"$error":"#N/A"},{"$error":"#N/A"},{"$error":"#N/A"},{"$error":"#N/A"},{"$error":"#N/A"},{"$error":"#N/A"},{"$error":"#N/A"},{"$error":"#N/A"},{"$error":"#N/A"}]
[19,22,0,90.000002656260094,292.30000126585298,0,0,0,{"$error":"#N/A"},{"$error":"#N/A"},{"$error":"#N/A"},{"$error":"#N/A"},{"$error":"#N/A"},{"$error":"#N/A"},{"$error":"#N/A"},{"$error":"#N/A"},{"$error":"#N/A"},{"$error":"#N/A"},{"$error":"#N/A"},{"$error":"#N/A"},{"$error":"#N/A"},{"$error":"#N/A"},{"$error":"#N/A"},{"$error":"#N/A"},{"$error":"#N/A"},{"$error":"#N/A"},{"$error":"#N/A"},{"$error":"#N/A"},{"$error":"#N/A"},{"$error":"#N/A"},{"$error":"#N/A"},{"$error":"#N/A"},{"$error":"#N/A"},{"$error":"#N/A"},{"$error":"#N/A"},{"$error":"#N/A"},{"$error":"#N/A"},{"$error":"#N/A"},{"$error":"#N/A"},{"$error":"#N/A"},{"$error":"#N/A"},{"$error":"#N/A"},{"$error":"#N/A"},{"$error":"#N/A"},{"$error":"#N/A"},false,{"$error":"#N/A"},{"$error":"#N/A"},{"$error":"#N/A"},{"$error":"#N/A"},{"$error":"#N/A"},{"$error":"#N/A"},{"$error":"#N/A"},{"$error":"#N/A"},{"$error":"#N/A"},{"$error":"#N/A"},{"$error":"#N/A"},{"$error":"#N/A"},{"$error":"#N/A"},{"$error":"#N/A"},{"$error":"#N/A"},{"$error":"#N/A"}]
[19,23,0,90.000002656260094,311.29999686166201,0,0,0,{"$error":"#N/A"},{"$error":"#N/A"},{"$error":"#N/A"},{"$error":"#N/A"},{"$error":"#N/A"},{"$error":"#N/A"},{"$error":"#N/A"},{"$error":"#N/A"},{"$error":"#N/A"},{"$error":"#N/A"},{"$error":"#N/A"},{"$error":"#N/A"},{"$error":"#N/A"},{"$error":"#N/A"},{"$error":"#N/A"},{"$error":"#N/A"},{"$error":"#N/A"},{"$error":"#N/A"},{"$error":"#N/A"},{"$error":"#N/A"},{"$error":"#N/A"},{"$error":"#N/A"},{"$error":"#N/A"},{"$error":"#N/A"},{"$error":"#N/A"},{"$error":"#N/A"},{"$error":"#N/A"},{"$error":"#N/A"},{"$error":"#N/A"},{"$error":"#N/A"},{"$error":"#N/A"},{"$error":"#N/A"},{"$error":"#N/A"},{"$error":"#N/A"},{"$error":"#N/A"},{"$error":"#N/A"},{"$error":"#N/A"},false,{"$error":"#N/A"},{"$error":"#N/A"},{"$error":"#N/A"},{"$error":"#N/A"},{"$error":"#N/A"},{"$error":"#N/A"},{"$error":"#N/A"},{"$error":"#N/A"},{"$error":"#N/A"},{"$error":"#N/A"},{"$error":"#N/A"},{"$error":"#N/A"},{"$error":"#N/A"},{"$error":"#N/A"},{"$error":"#N/A"},{"$error":"#N/A"}]
[20,0,0,90.000002656260094,341.10001142719199,0,0,0,{"$error":"#N/A"},{"$error":"#N/A"},{"$error":"#N/A"},{"$error":"#N/A"},{"$error":"#N/A"},{"$error":"#N/A"},{"$error":"#N/A"},{"$error":"#N/A"},{"$error":"#N/A"},{"$error":"#N/A"},{"$error":"#N/A"},{"$error":"#N/A"},{"$error":"#N/A"},{"$error":"#N/A"},{"$error":"#N/A"},{"$error":"#N/A"},{"$error":"#N/A"},{"$error":"#N/A"},{"$error":"#N/A"},{"$error":"#N/A"},{"$error":"#N/A"},{"$error":"#N/A"},{"$error":"#N/A"},{"$error":"#N/A"},{"$error":"#N/A"},{"$error":"#N/A"},{"$error":"#N/A"},{"$error":"#N/A"},{"$error":"#N/A"},{"$error":"#N/A"},{"$error":"#N/A"},{"$error":"#N/A"},{"$error":"#N/A"},{"$error":"#N/A"},{"$error":"#N/A"},{"$error":"#N/A"},{"$error":"#N/A"},false,{"$error":"#N/A"},{"$error":"#N/A"},{"$error":"#N/A"},{"$error":"#N/A"},{"$error":"#N/A"},{"$error":"#N/A"},{"$error":"#N/A"},{"$error":"#N/A"},{"$error":"#N/A"},{"$error":"#N/A"},{"$error":"#N/A"},{"$error":"#N/A"},{"$error":"#N/A"},{"$error":"#N/A"},{"$error":"#N/A"},{"$error":"#N/A"}]
[20,1,0,90.000002656260094,18.800004014143202,0,0,0,{"$error":"#N/A"},{"$error":"#N/A"},{"$error":"#N/A"},{"$error":"#N/A"},{"$error":"#N/A"},{"$error":"#N/A"},{"$error":"#N/A"},{"$error":"#N/A"},{"$error":"#N/A"},{"$error":"#N/A"},{"$error":"#N/A"},{"$error":"#N/A"},{"$error":"#N/A"},{"$error":"#N/A"},{"$error":"#N/A"},{"$error":"#N/A"},{"$error":"#N/A"},{"$error":"#N/A"},{"$error":"#N/A"},{"$error":"#N/A"},{"$error":"#N/A"},{"$error":"#N/A"},{"$error":"#N/A"},{"$error":"#N/A"},{"$error":"#N/A"},{"$error":"#N/A"},{"$error":"#N/A"},{"$error":"#N/A"},{"$error":"#N/A"},{"$error":"#N/A"},{"$error":"#N/A"},{"$error":"#N/A"},{"$error":"#N/A"},{"$error":"#N/A"},{"$error":"#N/A"},{"$error":"#N/A"},{"$error":"#N/A"},false,{"$error":"#N/A"},{"$error":"#N/A"},{"$error":"#N/A"},{"$error":"#N/A"},{"$error":"#N/A"},{"$error":"#N/A"},{"$error":"#N/A"},{"$error":"#N/A"},{"$error":"#N/A"},{"$error":"#N/A"},{"$error":"#N/A"},{"$error":"#N/A"},{"$error":"#N/A"},{"$error":"#N/A"},{"$error":"#N/A"},{"$error":"#N/A"}]
[20,2,0,90.000002656260094,48.4999966823395,0,0,0,{"$error":"#N/A"},{"$error":"#N/A"},{"$error":"#N/A"},{"$error":"#N/A"},{"$error":"#N/A"},{"$error":"#N/A"},{"$error":"#N/A"},{"$error":"#N/A"},{"$error":"#N/A"},{"$error":"#N/A"},{"$error":"#N/A"},{"$error":"#N/A"},{"$error":"#N/A"},{"$error":"#N/A"},{"$error":"#N/A"},{"$error":"#N/A"},{"$error":"#N/A"},{"$error":"#N/A"},{"$error":"#N/A"},{"$error":"#N/A"},{"$error":"#N/A"},{"$error":"#N/A"},{"$error":"#N/A"},{"$error":"#N/A"},{"$error":"#N/A"},{"$error":"#N/A"},{"$error":"#N/A"},{"$error":"#N/A"},{"$error":"#N/A"},{"$error":"#N/A"},{"$error":"#N/A"},{"$error":"#N/A"},{"$error":"#N/A"},{"$error":"#N/A"},{"$error":"#N/A"},{"$error":"#N/A"},{"$error":"#N/A"},false,{"$error":"#N/A"},{"$error":"#N/A"},{"$error":"#N/A"},{"$error":"#N/A"},{"$error":"#N/A"},{"$error":"#N/A"},{"$error":"#N/A"},{"$error":"#N/A"},{"$error":"#N/A"},{"$error":"#N/A"},{"$error":"#N/A"},{"$error":"#N/A"},{"$error":"#N/A"},{"$error":"#N/A"},{"$error":"#N/A"},{"$error":"#N/A"}]
[20,3,0,90.000002656260094,67.600003247179203,0,0,0,{"$error":"#N/A"},{"$error":"#N/A"},{"$error":"#N/A"},{"$error":"#N/A"},{"$error":"#N/A"},{"$error":"#N/A"},{"$error":"#N/A"},{"$error":"#N/A"},{"$error":"#N/A"},{"$error":"#N/A"},{"$error":"#N/A"},{"$error":"#N/A"},{"$error":"#N/A"},{"$error":"#N/A"},{"$error":"#N/A"},{"$error":"#N/A"},{"$error":"#N/A"},{"$error":"#N/A"},{"$error":"#N/A"},{"$error":"#N/A"},{"$error":"#N/A"},{"$error":"#N/A"},{"$error":"#N/A"},{"$error":"#N/A"},{"$error":"#N/A"},{"$error":"#N/A"},{"$error":"#N/A"},{"$error":"#N/A"},{"$error":"#N/A"},{"$error":"#N/A"},{"$error":"#N/A"},{"$error":"#N/A"},{"$error":"#N/A"},{"$error":"#N/A"},{"$error":"#N/A"},{"$error":"#N/A"},{"$error":"#N/A"},false,{"$error":"#N/A"},{"$error":"#N/A"},{"$error":"#N/A"},{"$error":"#N/A"},{"$error":"#N/A"},{"$error":"#N/A"},{"$error":"#N/A"},{"$error":"#N/A"},{"$error":"#N/A"},{"$error":"#N/A"},{"$error":"#N/A"},{"$error":"#N/A"},{"$error":"#N/A"},{"$error":"#N/A"},{"$error":"#N/A"},{"$error":"#N/A"}]
[20,4,0,90.000002656260094,80.800003766284604,0,0,0,{"$error":"#N/A"},{"$error":"#N/A"},{"$error":"#N/A"},{"$error":"#N/A"},{"$error":"#N/A"},{"$error":"#N/A"},{"$error":"#N/A"},{"$error":"#N/A"},{"$error":"#N/A"},{"$error":"#N/A"},{"$error":"#N/A"},{"$error":"#N/A"},{"$error":"#N/A"},{"$error":"#N/A"},{"$error":"#N/A"},{"$error":"#N/A"},{"$error":"#N/A"},{"$error":"#N/A"},{"$error":"#N/A"},{"$error":"#N/A"},{"$error":"#N/A"},{"$error":"#N/A"},{"$error":"#N/A"},{"$error":"#N/A"},{"$error":"#N/A"},{"$error":"#N/A"},{"$error":"#N/A"},{"$error":"#N/A"},{"$error":"#N/A"},{"$error":"#N/A"},{"$error":"#N/A"},{"$error":"#N/A"},{"$error":"#N/A"},{"$error":"#N/A"},{"$error":"#N/A"},{"$error":"#N/A"},{"$error":"#N/A"},false,{"$error":"#N/A"},{"$error":"#N/A"},{"$error":"#N/A"},{"$error":"#N/A"},{"$error":"#N/A"},{"$error":"#N/A"},{"$error":"#N/A"},{"$error":"#N/A"},{"$error":"#N/A"},{"$error":"#N/A"},{"$error":"#N/A"},{"$error":"#N/A"},{"$error":"#N/A"},{"$error":"#N/A"},{"$error":"#N/A"},{"$error":"#N/A"}]
[20,5,0,90.000002656260094,91.499997195904598,0,0,0,{"$error":"#N/A"},{"$error":"#N/A"},{"$error":"#N/A"},{"$error":"#N/A"},{"$error":"#N/A"},{"$error":"#N/A"},{"$error":"#N/A"},{"$error":"#N/A"},{"$error":"#N/A"},{"$error":"#N/A"},{"$error":"#N/A"},{"$error":"#N/A"},{"$error":"#N/A"},{"$error":"#N/A"},{"$error":"#N/A"},{"$error":"#N/A"},{"$error":"#N/A"},{"$error":"#N/A"},{"$error":"#N/A"},{"$error":"#N/A"},{"$error":"#N/A"},{"$error":"#N/A"},{"$error":"#N/A"},{"$error":"#N/A"},{"$error":"#N/A"},{"$error":"#N/A"},{"$error":"#N/A"},{"$error":"#N/A"},{"$error":"#N/A"},{"$error":"#N/A"},{"$error":"#N/A"},{"$error":"#N/A"},{"$error":"#N/A"},{"$error":"#N/A"},{"$error":"#N/A"},{"$error":"#N/A"},{"$error":"#N/A"},false,{"$error":"#N/A"},{"$error":"#N/A"},{"$error":"#N/A"},{"$error":"#N/A"},{"$error":"#N/A"},{"$error":"#N/A"},{"$error":"#N/A"},{"$error":"#N/A"},{"$error":"#N/A"},{"$error":"#N/A"},{"$error":"#N/A"},{"$error":"#N/A"},{"$error":"#N/A"},{"$error":"#N/A"},{"$error":"#N/A"},{"$error":"#N/A"}]
[20,6,0,90.000002656260094,100.800002197887,0,0,0,{"$error":"#N/A"},{"$error":"#N/A"},{"$error":"#N/A"},{"$error":"#N/A"},{"$error":"#N/A"},{"$error":"#N/A"},{"$error":"#N/A"},{"$error":"#N/A"},{"$error":"#N/A"},{"$error":"#N/A"},{"$error":"#N/A"},{"$error":"#N/A"},{"$error":"#N/A"},{"$error":"#N/A"},{"$error":"#N/A"},{"$error":"#N/A"},{"$error":"#N/A"},{"$error":"#N/A"},{"$error":"#N/A"},{"$error":"#N/A"},{"$error":"#N/A"},{"$error":"#N/A"},{"$error":"#N/A"},{"$error":"#N/A"},{"$error":"#N/A"},{"$error":"#N/A"},{"$error":"#N/A"},{"$error":"#N/A"},{"$error":"#N/A"},{"$error":"#N/A"},{"$error":"#N/A"},{"$error":"#N/A"},{"$error":"#N/A"},{"$error":"#N/A"},{"$error":"#N/A"},{"$error":"#N/A"},{"$error":"#N/A"},false,{"$error":"#N/A"},{"$error":"#N/A"},{"$error":"#N/A"},{"$error":"#N/A"},{"$error":"#N/A"},{"$error":"#N/A"},{"$error":"#N/A"},{"$error":"#N/A"},{"$error":"#N/A"},{"$error":"#N/A"},{"$error":"#N/A"},{"$error":"#N/A"},{"$error":"#N/A"},{"$error":"#N/A"},{"$error":"#N/A"},{"$error":"#N/A"}]
[20,7,0,90.000002656260094,110.400006107799,0,0,0,{"$error":"#N/A"},{"$error":"#N/A"},{"$error":"#N/A"},{"$error":"#N/A"},{"$error":"#N/A"},{"$error":"#N/A"},{"$error":"#N/A"},{"$error":"#N/A"},{"$error":"#N/A"},{"$error":"#N/A"},{"$error":"#N/A"},{"$error":"#N/A"},{"$error":"#N/A"},{"$error":"#N/A"},{"$error":"#N/A"},{"$error":"#N/A"},{"$error":"#N/A"},{"$error":"#N/A"},{"$error":"#N/A"},{"$error":"#N/A"},{"$error":"#N/A"},{"$error":"#N/A"},{"$error":"#N/A"},{"$error":"#N/A"},{"$error":"#N/A"},{"$error":"#N/A"},{"$error":"#N/A"},{"$error":"#N/A"},{"$error":"#N/A"},{"$error":"#N/A"},{"$error":"#N/A"},{"$error":"#N/A"},{"$error":"#N/A"},{"$error":"#N/A"},{"$error":"#N/A"},{"$error":"#N/A"},{"$error":"#N/A"},false,{"$error":"#N/A"},{"$error":"#N/A"},{"$error":"#N/A"},{"$error":"#N/A"},{"$error":"#N/A"},{"$error":"#N/A"},{"$error":"#N/A"},{"$error":"#N/A"},{"$error":"#N/A"},{"$error":"#N/A"},{"$error":"#N/A"},{"$error":"#N/A"},{"$error":"#N/A"},{"$error":"#N/A"},{"$error":"#N/A"},{"$error":"#N/A"}]
[20,8,0,87.900000586711002,119.899994191657,6,6,0,1,-4.5700134277343496,5.0228000000000002,4.9111000000000002,4.9029645999999998,2.3230001E-4,2.3800000999999999E-5,-4.5700134277343496,4.1219000000000001,4.0296000000000003,4.0230002000000002,2.32E-4,0,-4.5700134277343496,5.1010999999999997,4.9875999999999996,4.9800319999999996,2.3230000000000001E-4,2.5899999E-5,-4.5700134277343496,4.9923000000000002,4.8811999999999998,4.8738856000000004,2.3240001E-4,2.2900000000000001E-5,-4.5700134277343496,5.0492999999999997,4.9371,4.9298229999999998,2.32E-4,2.4699999000000001E-5,-4.5799926757812202,4.7388000000000003,4.6333000000000002,4.6262765000000003,2.318E-4,1.6799999999999998E-5,true,0.16565331595773775,31.518987534049046,27.721519964749362,13.100432314410471,8.1081006991544751,75.3,10.760504211743521,0.16378300575739638,2.0125480788040166E-2,44.999999999999993,50.000499999999349,-4.3033560971017515E-2,-4.3047782893879116E-6,21.856425434872268,21.875620408973592,21.873337217333457]
[20,9,0,78.699991982688701,130.80000955933801,137,62,382.75803000000002,0.45255473000000002,2.3310180664062701,1159.2501,1247.0079000000001,1240.9781,9.2429999999999995E-3,3.3379999999999998E-4,2.3749938964843902,1116.3484000000001,1200.7327,1195.3207,9.2480010000000005E-3,0,2.3189941406250201,1166.3293000000001,1254.6659999999999,1248.2859000000001,9.2490994999999999E-3,3.8190000000000001E-4,2.3359924316406402,1151.2831000000001,1238.4274,1232.8330000000001,9.2424004999999993E-3,2.7329999999999998E-4,2.3399902343750201,1156.1985,1243.7008000000001,1237.5956000000001,9.2434000000000006E-3,3.101E-4,2.3009887695312701,1145.7551000000001,1232.6107999999999,1226.7826,9.2364999999999999E-3,2.3680000000000001E-4,true,0.48354144348243688,39.795361527967252,24.979536152796722,39.736553238199804,12.594920136161303,75.3,28.690233672858,0.4507247949522849,0.94151731469011235,38.260144927534533,28.551449275360625,7.24811697999872E-2,6.594696056627658E-2,3.8430386069438436,3.8539135312963526,3.8196778487982392]
[20,10,0,71.100003458412004,142.89999141659499,295,66,706.97040000000004,0.22372881999999999,11.3539978027343,2982.5151000000001,3116.5331999999999,3106.3933000000002,2.2894600000000001E-2,6.0999999999999997E-4,11.4399963378906,2901.7874000000002,3031.4672999999998,3022.136,2.2886400000000001E-2,0,11.3359924316406,2991.2982999999999,3125.8591000000001,3115.6487000000002,2.2905200000000001E-2,6.6680000000000005E-4,11.3630004882812,2960.7321999999999,3093.7168000000001,3084.576,2.2868900000000001E-2,4.6890000000000001E-4,11.3829895019531,2968.1183999999998,3101.2212,3090.8105,2.2874700000000001E-2,5.1979999999999995E-4,11.3440185546875,2954.9863,3087.9004,3078.51,2.2842500000000002E-2,4.5120000000000002E-4,true,0.32535831801822845,51.428571428571466,22.580174927113706,42.205161015141826,8.5182963407318688,75.3,38.532131147540987,0.30781463484695443,0.67599550076643855,39.472049689440894,28.198757763975056,0.15873085281759014,4.6277701133368154E-2,2.7819991223340454,2.8060965724420006,2.7880049077870823]
[20,11,0,65.499996320606698,156.79999586356601,420,142,670.375,0.33809525000000001,13.5869995117187,2894.2622000000001,3003.2527,2989.1970000000001,2.1696500000000001E-2,1.1322999999999999E-3,13.7400146484375,2745.4589999999998,2847.6235000000001,2836.5347000000002,2.1690399999999999E-2,0,13.5530029296875,2909.0254,3018.8980000000001,3005.6343000000002,2.1702200000000001E-2,1.2397E-3,13.6039978027343,2872.9171999999999,2980.9802,2968.1558,2.1666700000000001E-2,9.9879999999999999E-4,13.6059814453125,2892.0886,3000.8427999999999,2987.3670000000002,2.1695598999999999E-2,1.1169000000000001E-3,13.3860107421875,2847.5390000000002,2956.7060000000001,2945.7294999999999,2.1609799999999998E-2,8.6120000000000001E-4,true,0.4680158948995497,34.80250293312475,25.381306218224481,24.118942731277549,8.663386303137866,75.3,20.161441314139363,0.38940541121394706,1.5849006535033874,30.769356286204015,26.631778925162465,0.16384590177553893,2.626461833362681E-2,5.4199753119605978,5.4652309197476372,5.3820000862319768]
[20,12,0,62.400001129310198,172.400007074196,268,209,127.34838000000001,0.77985070000000001,8.7560058593750192,1442.0836999999999,1520.4375,1515.4276,1.0692800000000001E-2,1.0475001000000001E-3,8.9099975585937692,1304.9291000000001,1375.2826,1370.9636,1.0692E-2,0,8.7289978027343906,1454.6849999999999,1533.8380999999999,1529.5728999999999,1.0694800000000001E-2,1.142E-3,8.7470031738281406,1435.7537,1513.8117999999999,1510.0817,1.06902E-2,1.0020001000000001E-3,8.7669921875000192,1448.4718,1527.1034999999999,1522.9846,1.06914E-2,1.0977999999999999E-3,8.5540100097656406,1403.8828000000001,1481.1294,1476.9514999999999,1.06803E-2,7.6809999999999997E-4,true,0.32950384346610867,31.340612678192297,27.094331210191086,13.972044513768012,8.2749474605954383,75.3,11.207922653181608,0.31404454618999472,0.17326660814322625,33.063063063063623,28.91891891891909,4.303006491928052E-2,1.8700676964511498E-2,10.510502064824813,10.554550751969085,10.53740595300998]
[20,13,0,62.400001129310198,187.60000355084301,336,209,274.12279999999998,0.62202380000000002,10.8279968261718,1848.0882999999999,1935.3207,1929.1171999999999,1.3609700000000001E-2,1.2297E-3,11.0079895019531,1687.4957999999999,1766.3362999999999,1760.9283,1.36139E-2,0,10.8090148925781,1864.4641999999999,1952.5755999999999,1946.2312999999999,1.3618E-2,1.3461E-3,10.8300109863281,1838.8581999999999,1925.6609000000001,1920.3897999999999,1.3610000000000001E-2,1.1589E-3,10.8420043945312,1853.3543999999999,1940.7583,1935.2434000000001,1.3606200000000001E-2,1.2733E-3,10.5970092773437,1800.383,1886.7926,1881.498,1.3587399999999999E-2,8.878E-4,true,0.3205411898916844,31.88845654993515,27.032425421530483,16.153248770385709,8.6472030309783783,75.3,12.067496137269252,0.30617046142345045,0.17341871028015848,36.276595744680115,32.021276595744553,5.8780308596606545E-2,6.0948744308997327E-2,9.5166162783931068,9.5669437354596667,9.5511498111535751]
[20,14,0,65.499996320606698,203.200005047427,196,173,55.462676999999999,0.88265305999999999,6.8609863281250201,987.99220000000003,1048.0549000000001,1043.0604000000001,7.2430000000000003E-3,1.0191E-3,7.0179992675781397,855.55229999999995,907.12080000000003,901.66980000000001,7.2424999999999998E-3,0,6.8489929199218897,1000.3348999999999,1061.1958,1055.4931999999999,7.2544999999999997E-3,1.1027999999999999E-3,6.8699890136718897,983.18439999999998,1042.9304,1037.7625,7.2106000000000002E-3,1.0146999000000001E-3,6.8819824218750201,994.05970000000002,1054.4266,1049.2446,7.2319000000000003E-3,1.0767999999999999E-3,6.7309814453125201,959.67619999999999,1018.4347,1013.1374499999999,7.1786000000000003E-3,8.6580000000000001E-4,true,0.47654946320083191,31.232227488151658,27.056867298578201,8.6823798839440016,7.5897714907508078,75.3,8.1072514964184084,0.60091224895295325,-1.0082403808876477,34.240150093808509,26.003752345215737,0.60882589520983021,0.15852229650560323,15.480047216283573,15.536420287132657,15.68097323432592]
[20,15,0,71.100003458412004,217.100009494397,238,132,327.24392999999998,0.5546219,10.027001953125,1942.1174000000001,2038.7852,2033.4783,1.4718E-2,8.3890004000000001E-4,10.1509948730468,1831.5885000000001,1922.1461999999999,1916.5773999999999,1.4713499999999999E-2,0,10.0119873046875,1952.8386,2050.1354999999999,2044.6232,1.4726899999999999E-2,9.1149999999999998E-4,10.047998046875,1928.8298,2024.7216000000001,2019.4509,1.46832E-2,7.7209999999999996E-4,10.0469909667968,1937.1477,2033.4467999999999,2028.0265999999999,1.4694799999999999E-2,8.2410000000000003E-4,9.9599853515625192,1913.7653,2009.4789000000001,2004.3353,1.4647E-2,6.9320000000000004E-4,true,0.26029716127035069,36.6768525592055,26.027501909854845,18.054656132625311,7.9648886450905065,75.3,18.54440254884241,0.28971781646994438,-0.54558847327195892,36.715481171548312,27.573221757322376,0.29761904761904656,6.0433628258482752E-2,6.0345923770541265,6.0681648461495863,6.0994614670923335]
[20,16,0,78.699991982688701,229.200001065701,156,83,372.55115000000001,0.53205126999999997,7.3479858398437701,1278.5731000000001,1354.1371999999999,1347.7717,1.0093299999999999E-2,3.968E-4,7.4030090332031397,1226.4248,1298.7356,1293.3092999999999,1.00912005E-2,0,7.3359924316406397,1285.7702999999999,1361.8044,1356.0514000000001,1.0095499000000001E-2,4.5009999999999999E-4,7.3479858398437701,1269.6864,1344.7307000000001,1339.6969999999999,1.00879995E-2,3.3429998000000002E-4,7.3470092773437701,1276.3353,1351.7644,1346.4609,1.00889E-2,3.8450002E-4,7.3089843750000201,1262.9691,1337.7814000000001,1332.2908,1.00807E-2,2.9020000000000001E-4,true,0.47007792120324909,36.956518142838149,24.676561044207627,34.63955337358977,11.841812930459895,75.3,26.436743951612904,0.41781406469492965,1.3816861924342787,38.047560975611376,28.901829268293156,7.4340804636241486E-2,2.1781984228830265E-2,4.2520585037093239,4.2658105314122379,4.2110885617230247]
[20,17,0,87.900000586711002,240.099997005289,14,14,0,1,1.2170043945312701,27.348400000000002,26.884,26.839409,5.4219999999999995E-4,5.5500000000000001E-5,1.2199951171875201,22.456399999999999,22.058599999999998,22.0227,5.4149999999999999E-4,0,1.21398315429689,27.710999999999999,27.242599999999999,27.198903999999999,5.4180000000000005E-4,6.0000000000000002E-5,1.21599731445314,27.0914,26.629301000000002,26.588733999999999,5.4160000000000005E-4,5.3499999999999999E-5,1.2199951171875201,27.540099999999999,27.0732,27.032124,5.4239999999999996E-4,5.7700003000000001E-5,1.20000610351564,25.832100000000001,25.384699999999999,25.346305999999998,5.4160000000000005E-4,3.9499999999999998E-5,true,0.16586445469424374,31.263734407076743,27.692306424345091,12.149532710280386,7.5000000000000071,75.3,10.769369369369368,0.16274831584959176,3.3558850224297061E-2,22.500000000000338,20,3.6927621861160276E-2,-7.3827980804708204E-2,21.784435617463188,21.875368337065826,21.871564340430552]
[20,18,0,90.000002656260094,249.60000451724099,0,0,0,{"$error":"#N/A"},{"$error":"#N/A"},{"$error":"#N/A"},{"$error":"#N/A"},{"$error":"#N/A"},{"$error":"#N/A"},{"$error":"#N/A"},{"$error":"#N/A"},{"$error":"#N/A"},{"$error":"#N/A"},{"$error":"#N/A"},{"$error":"#N/A"},{"$error":"#N/A"},{"$error":"#N/A"},{"$error":"#N/A"},{"$error":"#N/A"},{"$error":"#N/A"},{"$error":"#N/A"},{"$error":"#N/A"},{"$error":"#N/A"},{"$error":"#N/A"},{"$error":"#N/A"},{"$error":"#N/A"},{"$error":"#N/A"},{"$error":"#N/A"},{"$error":"#N/A"},{"$error":"#N/A"},{"$error":"#N/A"},{"$error":"#N/A"},{"$error":"#N/A"},{"$error":"#N/A"},{"$error":"#N/A"},{"$error":"#N/A"},{"$error":"#N/A"},{"$error":"#N/A"},{"$error":"#N/A"},{"$error":"#N/A"},false,{"$error":"#N/A"},{"$error":"#N/A"},{"$error":"#N/A"},{"$error":"#N/A"},{"$error":"#N/A"},{"$error":"#N/A"},{"$error":"#N/A"},{"$error":"#N/A"},{"$error":"#N/A"},{"$error":"#N/A"},{"$error":"#N/A"},{"$error":"#N/A"},{"$error":"#N/A"},{"$error":"#N/A"},{"$error":"#N/A"},{"$error":"#N/A"}]
[20,19,0,90.000002656260094,259.20002785524599,0,0,0,{"$error":"#N/A"},{"$error":"#N/A"},{"$error":"#N/A"},{"$error":"#N/A"},{"$error":"#N/A"},{"$error":"#N/A"},{"$error":"#N/A"},{"$error":"#N/A"},{"$error":"#N/A"},{"$error":"#N/A"},{"$error":"#N/A"},{"$error":"#N/A"},{"$error":"#N/A"},{"$error":"#N/A"},{"$error":"#N/A"},{"$error":"#N/A"},{"$error":"#N/A"},{"$error":"#N/A"},{"$error":"#N/A"},{"$error":"#N/A"},{"$error":"#N/A"},{"$error":"#N/A"},{"$error":"#N/A"},{"$error":"#N/A"},{"$error":"#N/A"},{"$error":"#N/A"},{"$error":"#N/A"},{"$error":"#N/A"},{"$error":"#N/A"},{"$error":"#N/A"},{"$error":"#N/A"},{"$error":"#N/A"},{"$error":"#N/A"},{"$error":"#N/A"},{"$error":"#N/A"},{"$error":"#N/A"},{"$error":"#N/A"},false,{"$error":"#N/A"},{"$error":"#N/A"},{"$error":"#N/A"},{"$error":"#N/A"},{"$error":"#N/A"},{"$error":"#N/A"},{"$error":"#N/A"},{"$error":"#N/A"},{"$error":"#N/A"},{"$error":"#N/A"},{"$error":"#N/A"},{"$error":"#N/A"},{"$error":"#N/A"},{"$error":"#N/A"},{"$error":"#N/A"},{"$error":"#N/A"}]
[20,20,0,90.000002656260094,268.50000371508901,0,0,0,{"$error":"#N/A"},{"$error":"#N/A"},{"$error":"#N/A"},{"$error":"#N/A"},{"$error":"#N/A"},{"$error":"#N/A"},{"$error":"#N/A"},{"$error":"#N/A"},{"$error":"#N/A"},{"$error":"#N/A"},{"$error":"#N/A"},{"$error":"#N/A"},{"$error":"#N/A"},{"$error":"#N/A"},{"$error":"#N/A"},{"$error":"#N/A"},{"$error":"#N/A"},{"$error":"#N/A"},{"$error":"#N/A"},{"$error":"#N/A"},{"$error":"#N/A"},{"$error":"#N/A"},{"$error":"#N/A"},{"$error":"#N/A"},{"$error":"#N/A"},{"$error":"#N/A"},{"$error":"#N/A"},{"$error":"#N/A"},{"$error":"#N/A"},{"$error":"#N/A"},{"$error":"#N/A"},{"$error":"#N/A"},{"$error":"#N/A"},{"$error":"#N/A"},{"$error":"#N/A"},{"$error":"#N/A"},{"$error":"#N/A"},false,{"$error":"#N/A"},{"$error":"#N/A"},{"$error":"#N/A"},{"$error":"#N/A"},{"$error":"#N/A"},{"$error":"#N/A"},{"$error":"#N/A"},{"$error":"#N/A"},{"$error":"#N/A"},{"$error":"#N/A"},{"$error":"#N/A"},{"$error":"#N/A"},{"$error":"#N/A"},{"$error":"#N/A"},{"$error":"#N/A"},{"$error":"#N/A"}]
[20,21,0,90.000002656260094,279.20002628684898,0,0,0,{"$error":"#N/A"},{"$error":"#N/A"},{"$error":"#N/A"},{"$error":"#N/A"},{"$error":"#N/A"},{"$error":"#N/A"},{"$error":"#N/A"},{"$error":"#N/A"},{"$error":"#N/A"},{"$error":"#N/A"},{"$error":"#N/A"},{"$error":"#N/A"},{"$error":"#N/A"},{"$error":"#N/A"},{"$error":"#N/A"},{"$error":"#N/A"},{"$error":"#N/A"},{"$error":"#N/A"},{"$error":"#N/A"},{"$error":"#N/A"},{"$error":"#N/A"},{"$error":"#N/A"},{"$error":"#N/A"},{"$error":"#N/A"},{"$error":"#N/A"},{"$error":"#N/A"},{"$error":"#N/A"},{"$error":"#N/A"},{"$error":"#N/A"},{"$error":"#N/A"},{"$error":"#N/A"},{"$error":"#N/A"},{"$error":"#N/A"},{"$error":"#N/A"},{"$error":"#N/A"},{"$error":"#N/A"},{"$error":"#N/A"},false,{"$error":"#N/A"},{"$error":"#N/A"},{"$error":"#N/A"},{"$error":"#N/A"},{"$error":"#N/A"},{"$error":"#N/A"},{"$error":"#N/A"},{"$error":"#N/A"},{"$error":"#N/A"},{"$error":"#N/A"},{"$error":"#N/A"},{"$error":"#N/A"},{"$error":"#N/A"},{"$error":"#N/A"},{"$error":"#N/A"},{"$error":"#N/A"}]
[20,22,0,90.000002656260094,292.39999766381402,0,0,0,{"$error":"#N/A"},{"$error":"#N/A"},{"$error":"#N/A"},{"$error":"#N/A"},{"$error":"#N/A"},{"$error":"#N/A"},{"$error":"#N/A"},{"$error":"#N/A"},{"$error":"#N/A"},{"$error":"#N/A"},{"$error":"#N/A"},{"$error":"#N/A"},{"$error":"#N/A"},{"$error":"#N/A"},{"$error":"#N/A"},{"$error":"#N/A"},{"$error":"#N/A"},{"$error":"#N/A"},{"$error":"#N/A"},{"$error":"#N/A"},{"$error":"#N/A"},{"$error":"#N/A"},{"$error":"#N/A"},{"$error":"#N/A"},{"$error":"#N/A"},{"$error":"#N/A"},{"$error":"#N/A"},{"$error":"#N/A"},{"$error":"#N/A"},{"$error":"#N/A"},{"$error":"#N/A"},{"$error":"#N/A"},{"$error":"#N/A"},{"$error":"#N/A"},{"$error":"#N/A"},{"$error":"#N/A"},{"$error":"#N/A"},false,{"$error":"#N/A"},{"$error":"#N/A"},{"$error":"#N/A"},{"$error":"#N/A"},{"$error":"#N/A"},{"$error":"#N/A"},{"$error":"#N/A"},{"$error":"#N/A"},{"$error":"#N/A"},{"$error":"#N/A"},{"$error":"#N/A"},{"$error":"#N/A"},{"$error":"#N/A"},{"$error":"#N/A"},{"$error":"#N/A"},{"$error":"#N/A"}]
[20,23,0,90.000002656260094,311.50000908567699,0,0,0,{"$error":"#N/A"},{"$error":"#N/A"},{"$error":"#N/A"},{"$error":"#N/A"},{"$error":"#N/A"},{"$error":"#N/A"},{"$error":"#N/A"},{"$error":"#N/A"},{"$error":"#N/A"},{"$error":"#N/A"},{"$error":"#N/A"},{"$error":"#N/A"},{"$error":"#N/A"},{"$error":"#N/A"},{"$error":"#N/A"},{"$error":"#N/A"},{"$error":"#N/A"},{"$error":"#N/A"},{"$error":"#N/A"},{"$error":"#N/A"},{"$error":"#N/A"},{"$error":"#N/A"},{"$error":"#N/A"},{"$error":"#N/A"},{"$error":"#N/A"},{"$error":"#N/A"},{"$error":"#N/A"},{"$error":"#N/A"},{"$error":"#N/A"},{"$error":"#N/A"},{"$error":"#N/A"},{"$error":"#N/A"},{"$error":"#N/A"},{"$error":"#N/A"},{"$error":"#N/A"},{"$error":"#N/A"},{"$error":"#N/A"},false,{"$error":"#N/A"},{"$error":"#N/A"},{"$error":"#N/A"},{"$error":"#N/A"},{"$error":"#N/A"},{"$error":"#N/A"},{"$error":"#N/A"},{"$error":"#N/A"},{"$error":"#N/A"},{"$error":"#N/A"},{"$error":"#N/A"},{"$error":"#N/A"},{"$error":"#N/A"},{"$error":"#N/A"},{"$error":"#N/A"},{"$error":"#N/A"}]
[21,0,0,90.000002656260094,341.20002725324599,0,0,0,{"$error":"#N/A"},{"$error":"#N/A"},{"$error":"#N/A"},{"$error":"#N/A"},{"$error":"#N/A"},{"$error":"#N/A"},{"$error":"#N/A"},{"$error":"#N/A"},{"$error":"#N/A"},{"$error":"#N/A"},{"$error":"#N/A"},{"$error":"#N/A"},{"$error":"#N/A"},{"$error":"#N/A"},{"$error":"#N/A"},{"$error":"#N/A"},{"$error":"#N/A"},{"$error":"#N/A"},{"$error":"#N/A"},{"$error":"#N/A"},{"$error":"#N/A"},{"$error":"#N/A"},{"$error":"#N/A"},{"$error":"#N/A"},{"$error":"#N/A"},{"$error":"#N/A"},{"$error":"#N/A"},{"$error":"#N/A"},{"$error":"#N/A"},{"$error":"#N/A"},{"$error":"#N/A"},{"$error":"#N/A"},{"$error":"#N/A"},{"$error":"#N/A"},{"$error":"#N/A"},{"$error":"#N/A"},{"$error":"#N/A"},false,{"$error":"#N/A"},{"$error":"#N/A"},{"$error":"#N/A"},{"$error":"#N/A"},{"$error":"#N/A"},{"$error":"#N/A"},{"$error":"#N/A"},{"$error":"#N/A"},{"$error":"#N/A"},{"$error":"#N/A"},{"$error":"#N/A"},{"$error":"#N/A"},{"$error":"#N/A"},{"$error":"#N/A"},{"$error":"#N/A"},{"$error":"#N/A"}]
[21,1,0,90.000002656260094,18.699997902135699,0,0,0,{"$error":"#N/A"},{"$error":"#N/A"},{"$error":"#N/A"},{"$error":"#N/A"},{"$error":"#N/A"},{"$error":"#N/A"},{"$error":"#N/A"},{"$error":"#N/A"},{"$error":"#N/A"},{"$error":"#N/A"},{"$error":"#N/A"},{"$error":"#N/A"},{"$error":"#N/A"},{"$error":"#N/A"},{"$error":"#N/A"},{"$error":"#N/A"},{"$error":"#N/A"},{"$error":"#N/A"},{"$error":"#N/A"},{"$error":"#N/A"},{"$error":"#N/A"},{"$error":"#N/A"},{"$error":"#N/A"},{"$error":"#N/A"},{"$error":"#N/A"},{"$error":"#N/A"},{"$error":"#N/A"},{"$error":"#N/A"},{"$error":"#N/A"},{"$error":"#N/A"},{"$error":"#N/A"},{"$error":"#N/A"},{"$error":"#N/A"},{"$error":"#N/A"},{"$error":"#N/A"},{"$error":"#N/A"},{"$error":"#N/A"},false,{"$error":"#N/A"},{"$error":"#N/A"},{"$error":"#N/A"},{"$error":"#N/A"},{"$error":"#N/A"},{"$error":"#N/A"},{"$error":"#N/A"},{"$error":"#N/A"},{"$error":"#N/A"},{"$error":"#N/A"},{"$error":"#N/A"},{"$error":"#N/A"},{"$error":"#N/A"},{"$error":"#N/A"},{"$error":"#N/A"},{"$error":"#N/A"}]
[21,2,0,90.000002656260094,48.000000121465803,0,0,0,{"$error":"#N/A"},{"$error":"#N/A"},{"$error":"#N/A"},{"$error":"#N/A"},{"$error":"#N/A"},{"$error":"#N/A"},{"$error":"#N/A"},{"$error":"#N/A"},{"$error":"#N/A"},{"$error":"#N/A"},{"$error":"#N/A"},{"$error":"#N/A"},{"$error":"#N/A"},{"$error":"#N/A"},{"$error":"#N/A"},{"$error":"#N/A"},{"$error":"#N/A"},{"$error":"#N/A"},{"$error":"#N/A"},{"$error":"#N/A"},{"$error":"#N/A"},{"$error":"#N/A"},{"$error":"#N/A"},{"$error":"#N/A"},{"$error":"#N/A"},{"$error":"#N/A"},{"$error":"#N/A"},{"$error":"#N/A"},{"$error":"#N/A"},{"$error":"#N/A"},{"$error":"#N/A"},{"$error":"#N/A"},{"$error":"#N/A"},{"$error":"#N/A"},{"$error":"#N/A"},{"$error":"#N/A"},{"$error":"#N/A"},false,{"$error":"#N/A"},{"$error":"#N/A"},{"$error":"#N/A"},{"$error":"#N/A"},{"$error":"#N/A"},{"$error":"#N/A"},{"$error":"#N/A"},{"$error":"#N/A"},{"$error":"#N/A"},{"$error":"#N/A"},{"$error":"#N/A"},{"$error":"#N/A"},{"$error":"#N/A"},{"$error":"#N/A"},{"$error":"#N/A"},{"$error":"#N/A"}]
[21,3,0,90.000002656260094,67.400000737211002,0,0,0,{"$error":"#N/A"},{"$error":"#N/A"},{"$error":"#N/A"},{"$error":"#N/A"},{"$error":"#N/A"},{"$error":"#N/A"},{"$error":"#N/A"},{"$error":"#N/A"},{"$error":"#N/A"},{"$error":"#N/A"},{"$error":"#N/A"},{"$error":"#N/A"},{"$error":"#N/A"},{"$error":"#N/A"},{"$error":"#N/A"},{"$error":"#N/A"},{"$error":"#N/A"},{"$error":"#N/A"},{"$error":"#N/A"},{"$error":"#N/A"},{"$error":"#N/A"},{"$error":"#N/A"},{"$error":"#N/A"},{"$error":"#N/A"},{"$error":"#N/A"},{"$error":"#N/A"},{"$error":"#N/A"},{"$error":"#N/A"},{"$error":"#N/A"},{"$error":"#N/A"},{"$error":"#N/A"},{"$error":"#N/A"},{"$error":"#N/A"},{"$error":"#N/A"},{"$error":"#N/A"},{"$error":"#N/A"},{"$error":"#N/A"},false,{"$error":"#N/A"},{"$error":"#N/A"},{"$error":"#N/A"},{"$error":"#N/A"},{"$error":"#N/A"},{"$error":"#N/A"},{"$error":"#N/A"},{"$error":"#N/A"},{"$error":"#N/A"},{"$error":"#N/A"},{"$error":"#N/A"},{"$error":"#N/A"},{"$error":"#N/A"},{"$error":"#N/A"},{"$error":"#N/A"},{"$error":"#N/A"}]
[21,4,0,90.000002656260094,80.599996399293005,0,0,0,{"$error":"#N/A"},{"$error":"#N/A"},{"$error":"#N/A"},{"$error":"#N/A"},{"$error":"#N/A"},{"$error":"#N/A"},{"$error":"#N/A"},{"$error":"#N/A"},{"$error":"#N/A"},{"$error":"#N/A"},{"$error":"#N/A"},{"$error":"#N/A"},{"$error":"#N/A"},{"$error":"#N/A"},{"$error":"#N/A"},{"$error":"#N/A"},{"$error":"#N/A"},{"$error":"#N/A"},{"$error":"#N/A"},{"$error":"#N/A"},{"$error":"#N/A"},{"$error":"#N/A"},{"$error":"#N/A"},{"$error":"#N/A"},{"$error":"#N/A"},{"$error":"#N/A"},{"$error":"#N/A"},{"$error":"#N/A"},{"$error":"#N/A"},{"$error":"#N/A"},{"$error":"#N/A"},{"$error":"#N/A"},{"$error":"#N/A"},{"$error":"#N/A"},{"$error":"#N/A"},{"$error":"#N/A"},{"$error":"#N/A"},false,{"$error":"#N/A"},{"$error":"#N/A"},{"$error":"#N/A"},{"$error":"#N/A"},{"$error":"#N/A"},{"$error":"#N/A"},{"$error":"#N/A"},{"$error":"#N/A"},{"$error":"#N/A"},{"$error":"#N/A"},{"$error":"#N/A"},{"$error":"#N/A"},{"$error":"#N/A"},{"$error":"#N/A"},{"$error":"#N/A"},{"$error":"#N/A"}]
[21,5,0,90.000002656260094,90.999995778007502,0,0,0,{"$error":"#N/A"},{"$error":"#N/A"},{"$error":"#N/A"},{"$error":"#N/A"},{"$error":"#N/A"},{"$error":"#N/A"},{"$error":"#N/A"},{"$error":"#N/A"},{"$error":"#N/A"},{"$error":"#N/A"},{"$error":"#N/A"},{"$error":"#N/A"},{"$error":"#N/A"},{"$error":"#N/A"},{"$error":"#N/A"},{"$error":"#N/A"},{"$error":"#N/A"},{"$error":"#N/A"},{"$error":"#N/A"},{"$error":"#N/A"},{"$error":"#N/A"},{"$error":"#N/A"},{"$error":"#N/A"},{"$error":"#N/A"},{"$error":"#N/A"},{"$error":"#N/A"},{"$error":"#N/A"},{"$error":"#N/A"},{"$error":"#N/A"},{"$error":"#N/A"},{"$error":"#N/A"},{"$error":"#N/A"},{"$error":"#N/A"},{"$error":"#N/A"},{"$error":"#N/A"},{"$error":"#N/A"},{"$error":"#N/A"},false,{"$error":"#N/A"},{"$error":"#N/A"},{"$error":"#N/A"},{"$error":"#N/A"},{"$error":"#N/A"},{"$error":"#N/A"},{"$error":"#N/A"},{"$error":"#N/A"},{"$error":"#N/A"},{"$error":"#N/A"},{"$error":"#N/A"},{"$error":"#N/A"},{"$error":"#N/A"},{"$error":"#N/A"},{"$error":"#N/A"},{"$error":"#N/A"}]
[21,6,0,90.000002656260094,100.69999608588,0,0,0,{"$error":"#N/A"},{"$error":"#N/A"},{"$error":"#N/A"},{"$error":"#N/A"},{"$error":"#N/A"},{"$error":"#N/A"},{"$error":"#N/A"},{"$error":"#N/A"},{"$error":"#N/A"},{"$error":"#N/A"},{"$error":"#N/A"},{"$error":"#N/A"},{"$error":"#N/A"},{"$error":"#N/A"},{"$error":"#N/A"},{"$error":"#N/A"},{"$error":"#N/A"},{"$error":"#N/A"},{"$error":"#N/A"},{"$error":"#N/A"},{"$error":"#N/A"},{"$error":"#N/A"},{"$error":"#N/A"},{"$error":"#N/A"},{"$error":"#N/A"},{"$error":"#N/A"},{"$error":"#N/A"},{"$error":"#N/A"},{"$error":"#N/A"},{"$error":"#N/A"},{"$error":"#N/A"},{"$error":"#N/A"},{"$error":"#N/A"},{"$error":"#N/A"},{"$error":"#N/A"},{"$error":"#N/A"},{"$error":"#N/A"},false,{"$error":"#N/A"},{"$error":"#N/A"},{"$error":"#N/A"},{"$error":"#N/A"},{"$error":"#N/A"},{"$error":"#N/A"},{"$error":"#N/A"},{"$error":"#N/A"},{"$error":"#N/A"},{"$error":"#N/A"},{"$error":"#N/A"},{"$error":"#N/A"},{"$error":"#N/A"},{"$error":"#N/A"},{"$error":"#N/A"},{"$error":"#N/A"}]
[21,7,0,90.000002656260094,109.900004689902,0,0,0,{"$error":"#N/A"},{"$error":"#N/A"},{"$error":"#N/A"},{"$error":"#N/A"},{"$error":"#N/A"},{"$error":"#N/A"},{"$error":"#N/A"},{"$error":"#N/A"},{"$error":"#N/A"},{"$error":"#N/A"},{"$error":"#N/A"},{"$error":"#N/A"},{"$error":"#N/A"},{"$error":"#N/A"},{"$error":"#N/A"},{"$error":"#N/A"},{"$error":"#N/A"},{"$error":"#N/A"},{"$error":"#N/A"},{"$error":"#N/A"},{"$error":"#N/A"},{"$error":"#N/A"},{"$error":"#N/A"},{"$error":"#N/A"},{"$error":"#N/A"},{"$error":"#N/A"},{"$error":"#N/A"},{"$error":"#N/A"},{"$error":"#N/A"},{"$error":"#N/A"},{"$error":"#N/A"},{"$error":"#N/A"},{"$error":"#N/A"},{"$error":"#N/A"},{"$error":"#N/A"},{"$error":"#N/A"},{"$error":"#N/A"},false,{"$error":"#N/A"},{"$error":"#N/A"},{"$error":"#N/A"},{"$error":"#N/A"},{"$error":"#N/A"},{"$error":"#N/A"},{"$error":"#N/A"},{"$error":"#N/A"},{"$error":"#N/A"},{"$error":"#N/A"},{"$error":"#N/A"},{"$error":"#N/A"},{"$error":"#N/A"},{"$error":"#N/A"},{"$error":"#N/A"},{"$error":"#N/A"}]
[21,8,0,87.699998076742801,119.79999779369599,6,6,0,1,-4.7800048828124702,5.0442999999999998,4.9313000000000002,4.9234247,2.3269999999999999E-4,2.37E-5,-4.7800048828124702,4.1428000000000003,4.0496999999999996,4.0431156000000001,2.3250000000000001E-4,0,-4.7800048828124702,5.1228999999999996,5.0080999999999998,5.0007777000000004,2.3279999999999999E-4,2.5899999E-5,-4.7800048828124702,5.0134999999999996,4.9015000000000004,4.8942019999999999,2.3279999999999999E-4,2.2900000000000001E-5,-4.7800048828124702,5.0747,4.9611998000000002,4.9541453999999998,2.3259999999999999E-4,2.48E-5,-4.7900146484374702,4.7626999999999997,4.6558000000000002,4.6489190000000002,2.3269999999999999E-4,1.6900000000000001E-5,true,0.15970028187293922,31.392403797468354,27.594936708860761,13.100432314410471,8.4942049611662185,75.3,10.818565400843882,0.16258982146824436,-3.1260673090136568E-2,10.000000000000005,10.000000000000005,0,4.2955326460480947E-2,21.760644974413427,21.769513791145041,21.773038099627918]
[21,9,0,78.600000441751405,130.700003447331,72,71,5.0592610000000002,0.98611110000000002,-2.4310058593749702,333.62189999999998,362.3272,360.17009999999999,2.8482E-3,3.1849999999999999E-4,-2.3840087890624702,293.9606,318.71839999999997,316.39893000000001,2.8498E-3,0,-2.4369873046874702,337.5933,366.69479999999999,364.56848000000002,2.8525999999999998E-3,3.457E-4,-2.4289916992187202,332.30160000000001,360.87689999999998,358.92108000000002,2.8455001E-3,3.1080000000000002E-4,-2.4250244140624702,334.87407999999999,363.69850000000002,361.71820000000002,2.8454000000000001E-3,3.3130002E-4,-2.48200073242185,322.43329999999997,350.08980000000003,348.25080000000003,2.8410000000000002E-3,2.365E-4,true,0.5953458641802255,31.518984911606555,27.837551089124247,11.229086229086228,7.8680937228811088,75.3,9.9425431711146004,0.72774900978417545,-1.3164239911586446,46.363636363636182,30.227499999999718,0.24951325779254407,0.15424524994741562,13.492046212995886,13.682548607171732,13.834171310250634]
[21,10,0,70.900000948443804,142.800004732681,107,107,0,1,-1.2659973144531,455.15260000000001,493.94920000000002,489.35025000000002,3.4653000000000002E-3,6.6290000000000001E-4,-1.1760009765624699,370.41559999999998,401.2706,396.64978000000002,3.4589999999999998E-3,0,-1.2769836425781,462.33359999999999,501.80988000000002,496.83120000000002,3.4688000000000002E-3,7.159E-4,-1.2640136718749699,452.93740000000003,491.52749999999997,486.31707999999998,3.4378999999999998E-3,6.7259999999999998E-4,-1.26300659179685,458.95440000000002,498.09309999999999,493.19128000000001,3.4512999E-3,7.0680000000000005E-4,-1.34601440429685,438.47120000000001,475.84070000000003,470.67340000000002,3.4129E-3,5.8370000000000004E-4,true,0.93105728281369859,30.739236393176274,27.221770917952874,6.4377044305679476,7.4032686129347658,75.3,6.2274852918992307,1.1515471106031641,-1.3730971595722905,34.557329576379146,26.510433620920843,0.89880450274877344,0.10089944649446236,22.876196358900657,23.096284651803551,23.370861317507853]
[21,11,0,65.199997412677803,156.79999586356601,167,163,9.5362480000000005,0.97604793000000001,0.76601562500002196,780.37070000000006,843.3442,836.93849999999998,5.7266000000000001E-3,9.3519999999999996E-4,0.89598999023439696,659.58109999999999,712.33092999999997,706.15246999999999,5.7260000000000002E-3,0,0.74999389648439696,791.3904,855.31020000000001,849.07539999999995,5.7337999999999998E-3,1.0131000000000001E-3,0.76699218750002196,776.87149999999997,839.55150000000003,833.62070000000006,5.6950999999999998E-3,9.3950000000000001E-4,0.77300415039064696,786.01890000000003,849.43677000000002,844.06349999999998,5.7089000000000003E-3,9.9660000000000005E-4,0.64898071289064696,754.68010000000004,815.83190000000002,809.93944999999997,5.6607999999999997E-3,8.0239999999999999E-4,true,0.75955938275262036,30.84963954685891,27.059732234809474,7.8339542309739274,7.6892705557200731,75.3,7.1233960650128321,0.86735809716980472,-0.76789293809281312,35.176715176715021,27.130977130977072,0.67953152710225062,0.12557117443928734,18.313077800440318,18.392191674170324,18.52093358818103]
[21,12,0,62.199998619341997,172.400007074196,222,209,27.873867000000001,0.94144139999999998,2.7839904785156402,1167.1130000000001,1253.7203,1248.2746999999999,8.7083999999999998E-3,9.2829996999999997E-4,2.9070068359375201,1045.7726,1123.0147999999999,1118.0083,8.7063999999999996E-3,0,2.7629943847656402,1177.5571,1265.0126,1260.4221,8.7092999999999997E-3,1.0077E-3,2.7749877929687701,1162.8665000000001,1249.1978999999999,1245.1868999999999,8.7051000000000003E-3,8.9910000000000001E-4,2.7969909667968902,1173.0045,1259.9938999999999,1255.473,8.7048000000000004E-3,9.7750000000000007E-4,2.6319824218750201,1133.915,1218.6519000000001,1214.0979,8.6963000000000006E-3,6.8630000000000004E-4,true,0.43435525451729656,31.037087912087912,27.307692307692307,12.078745412078739,7.8793321425027374,75.3,10.381019370279631,0.44580890652553828,-0.11890058335799951,35.294117647058101,30.352941176470537,4.8247579005411545E-2,1.0333781130511532E-2,11.602943125494017,11.6388047601866,11.651648739995936]
[21,13,0,62.199998619341997,187.60000355084301,253,221,68.612594999999999,0.87351780000000001,3.4840026855468902,1348.8380999999999,1445.6445000000001,1440.6679999999999,9.9970000000000007E-3,1.0307000000000001E-3,3.6130004882812701,1214.3569,1301.1294,1295.8453,9.9989999999999992E-3,0,3.4699951171875201,1361.6202000000001,1459.3928000000001,1454.1117999999999,1.0004799999999999E-2,1.1207000000000001E-3,3.4829956054687701,1343.7257,1440.1849,1435.9775,9.9965000000000002E-3,9.923E-4,3.4919982910156402,1354.4459999999999,1451.6205,1446.9802999999999,9.9892999999999996E-3,1.0813999999999999E-3,3.3260131835937701,1310.6702,1405.4636,1401.6355000000001,9.9774000000000009E-3,7.5849999999999995E-4,true,0.344240925068384,31.217095075874884,27.2406317745432,12.939635190970478,8.0306951012759864,75.3,10.699233530610265,0.40611640932870169,-0.66202025592073876,43.025210084034917,36.050420168068385,8.3029060171058156E-2,7.7962577962564783E-2,11.074273139964037,11.106896823636456,11.175925089206245]
[21,14,0,65.199997412677803,203.200005047427,222,194,66.753739999999993,0.87387389999999998,3.2840209960937701,1139.0985000000001,1221.723,1216.1921,8.2795000000000004E-3,1.1424E-3,3.4339843750000201,990.17690000000005,1061.5768,1055.5349000000001,8.2792000000000004E-3,0,3.2730041503906402,1153.0695000000001,1236.7524000000001,1230.4358,8.2926005000000004E-3,1.2366E-3,3.2920166015625201,1133.4774,1215.6692,1209.9362000000001,8.2439000000000002E-3,1.1349000000000001E-3,3.3019958496093902,1144.665,1227.6184000000001,1221.9081000000001,8.2660000000000008E-3,1.1984999999999999E-3,3.1650024414062701,1106.0083,1186.6968999999999,1180.9141999999999,8.2068999999999996E-3,9.6150000000000001E-4,true,0.45271309453943115,31.607594936708868,27.316455696202535,8.961141950832662,7.6176613294517193,75.3,8.2474614845938383,0.56914393758416171,-0.96025889363020567,34.500930626057375,26.260575296108264,0.5907458848360525,0.15797818790378448,15.039898426230708,15.085691397928052,15.220453629718907]
[21,15,0,70.900000948443804,217.20000589235801,140,134,18.336404999999999,0.95714283,1.6839843750000201,664.48099999999999,715.91890000000001,710.15660000000003,4.9294999999999999E-3,8.3429999999999995E-4,1.79400024414064,556.95600000000002,599.58849999999995,593.82460000000003,4.9264002999999997E-3,0,1.67498168945314,673.56240000000003,725.74950000000001,720.0231,4.9328000000000002E-3,9.012E-4,1.6919799804687701,660.90250000000003,712.0376,706.11789999999996,4.8934E-3,8.4239999999999998E-4,1.69799194335939,667.83636000000001,719.5136,713.61632999999995,4.9087999999999996E-3,8.8080000000000005E-4,1.59899291992189,642.26909999999998,692.11689999999999,686.58965999999998,4.8630000000000001E-3,7.2829999999999998E-4,true,0.80488167025622348,31.337704918032784,27.48196721311475,6.9800569800569923,7.4234354194407492,75.3,6.908546086539614,0.96130929796017139,-1.0806874752007851,35.240174672489267,26.637554585152884,0.80516614215064841,6.6899124229657936E-2,19.305833854020779,19.401706336929422,19.590296528638252]
[22,1,0,90.000002656260094,18.6000051469425,0,0,0,{"$error":"#N/A"},{"$error":"#N/A"},{"$error":"#N/A"},{"$error":"#N/A"},{"$error":"#N/A"},{"$error":"#N/A"},{"$error":"#N/A"},{"$error":"#N/A"},{"$error":"#N/A"},{"$error":"#N/A"},{"$error":"#N/A"},{"$error":"#N/A"},{"$error":"#N/A"},{"$error":"#N/A"},{"$error":"#N/A"},{"$error":"#N/A"},{"$error":"#N/A"},{"$error":"#N/A"},{"$error":"#N/A"},{"$error":"#N/A"},{"$error":"#N/A"},{"$error":"#N/A"},{"$error":"#N/A"},{"$error":"#N/A"},{"$error":"#N/A"},{"$error":"#N/A"},{"$error":"#N/A"},{"$error":"#N/A"},{"$error":"#N/A"},{"$error":"#N/A"},{"$error":"#N/A"},{"$error":"#N/A"},{"$error":"#N/A"},{"$error":"#N/A"},{"$error":"#N/A"},{"$error":"#N/A"},{"$error":"#N/A"},false,{"$error":"#N/A"},{"$error":"#N/A"},{"$error":"#N/A"},{"$error":"#N/A"},{"$error":"#N/A"},{"$error":"#N/A"},{"$error":"#N/A"},{"$error":"#N/A"},{"$error":"#N/A"},{"$error":"#N/A"},{"$error":"#N/A"},{"$error":"#N/A"},{"$error":"#N/A"},{"$error":"#N/A"},{"$error":"#N/A"},{"$error":"#N/A"}]
[22,18,0,90.000002656260094,250.20000233309801,0,0,0,{"$error":"#N/A"},{"$error":"#N/A"},{"$error":"#N/A"},{"$error":"#N/A"},{"$error":"#N/A"},{"$error":"#N/A"},{"$error":"#N/A"},{"$error":"#N/A"},{"$error":"#N/A"},{"$error":"#N/A"},{"$error":"#N/A"},{"$error":"#N/A"},{"$error":"#N/A"},{"$error":"#N/A"},{"$error":"#N/A"},{"$error":"#N/A"},{"$error":"#N/A"},{"$error":"#N/A"},{"$error":"#N/A"},{"$error":"#N/A"},{"$error":"#N/A"},{"$error":"#N/A"},{"$error":"#N/A"},{"$error":"#N/A"},{"$error":"#N/A"},{"$error":"#N/A"},{"$error":"#N/A"},{"$error":"#N/A"},{"$error":"#N/A"},{"$error":"#N/A"},{"$error":"#N/A"},{"$error":"#N/A"},{"$error":"#N/A"},{"$error":"#N/A"},{"$error":"#N/A"},{"$error":"#N/A"},{"$error":"#N/A"},false,{"$error":"#N/A"},{"$error":"#N/A"},{"$error":"#N/A"},{"$error":"#N/A"},{"$error":"#N/A"},{"$error":"#N/A"},{"$error":"#N/A"},{"$error":"#N/A"},{"$error":"#N/A"},{"$error":"#N/A"},{"$error":"#N/A"},{"$error":"#N/A"},{"$error":"#N/A"},{"$error":"#N/A"},{"$error":"#N/A"},{"$error":"#N/A"}]
[23,11,0,64.800006963811597,156.699999465605,433,50,899.52729999999997,0.11547344,-1.57501831054685,3129.6997000000001,3401.0282999999999,3380.7004000000002,2.3561499999999999E-2,1.0716E-3,-1.4029907226562199,2989.1577000000002,3246.9425999999999,3230.8395999999998,2.3555699999999999E-2,0,-1.6080078124999699,3144.5419999999999,3417.4564999999998,3398.0612999999998,2.35689E-2,1.1784E-3,-1.5539916992187199,3104.5221999999999,3373.5050999999999,3354.6480000000001,2.3542E-2,8.9809996999999999E-4,-1.5380004882812199,3111.0536999999999,3380.4506999999999,3361.0144,2.3546000000000001E-2,9.4440002999999996E-4,-1.7399963378906,3069.9229999999998,3337.8323,3321.8661999999999,2.34643E-2,7.1049999999999998E-4,true,0.59769864308391008,40.004272765591352,28.020519279112534,31.210337307994784,9.0631364562118062,75.3,22.987215378872712,0.49594347617971646,2.3390679375398391,32.802937576499282,29.510403916768603,0.11426386883017781,3.1397307468750135E-2,4.7017258406941833,4.7455627949813488,4.6384475416235578]
[23,21,0,90.000002656260094,280.09999386849501,0,0,0,{"$error":"#N/A"},{"$error":"#N/A"},{"$error":"#N/A"},{"$error":"#N/A"},{"$error":"#N/A"},{"$error":"#N/A"},{"$error":"#N/A"},{"$error":"#N/A"},{"$error":"#N/A"},{"$error":"#N/A"},{"$error":"#N/A"},{"$error":"#N/A"},{"$error":"#N/A"},{"$error":"#N/A"},{"$error":"#N/A"},{"$error":"#N/A"},{"$error":"#N/A"},{"$error":"#N/A"},{"$error":"#N/A"},{"$error":"#N/A"},{"$error":"#N/A"},{"$error":"#N/A"},{"$error":"#N/A"},{"$error":"#N/A"},{"$error":"#N/A"},{"$error":"#N/A"},{"$error":"#N/A"},{"$error":"#N/A"},{"$error":"#N/A"},{"$error":"#N/A"},{"$error":"#N/A"},{"$error":"#N/A"},{"$error":"#N/A"},{"$error":"#N/A"},{"$error":"#N/A"},{"$error":"#N/A"},{"$error":"#N/A"},false,{"$error":"#N/A"},{"$error":"#N/A"},{"$error":"#N/A"},{"$error":"#N/A"},{"$error":"#N/A"},{"$error":"#N/A"},{"$error":"#N/A"},{"$error":"#N/A"},{"$error":"#N/A"},{"$error":"#N/A"},{"$error":"#N/A"},{"$error":"#N/A"},{"$error":"#N/A"},{"$error":"#N/A"},{"$error":"#N/A"},{"$error":"#N/A"}]
[24,22,0,90.000002656260094,293.49999689756902,0,0,0,{"$error":"#N/A"},{"$error":"#N/A"},{"$error":"#N/A"},{"$error":"#N/A"},{"$error":"#N/A"},{"$error":"#N/A"},{"$error":"#N/A"},{"$error":"#N/A"},{"$error":"#N/A"},{"$error":"#N/A"},{"$error":"#N/A"},{"$error":"#N/A"},{"$error":"#N/A"},{"$error":"#N/A"},{"$error":"#N/A"},{"$error":"#N/A"},{"$error":"#N/A"},{"$error":"#N/A"},{"$error":"#N/A"},{"$error":"#N/A"},{"$error":"#N/A"},{"$error":"#N/A"},{"$error":"#N/A"},{"$error":"#N/A"},{"$error":"#N/A"},{"$error":"#N/A"},{"$error":"#N/A"},{"$error":"#N/A"},{"$error":"#N/A"},{"$error":"#N/A"},{"$error":"#N/A"},{"$error":"#N/A"},{"$error":"#N/A"},{"$error":"#N/A"},{"$error":"#N/A"},{"$error":"#N/A"},{"$error":"#N/A"},false,{"$error":"#N/A"},{"$error":"#N/A"},{"$error":"#N/A"},{"$error":"#N/A"},{"$error":"#N/A"},{"$error":"#N/A"},{"$error":"#N/A"},{"$error":"#N/A"},{"$error":"#N/A"},{"$error":"#N/A"},{"$error":"#N/A"},{"$error":"#N/A"},{"$error":"#N/A"},{"$error":"#N/A"},{"$error":"#N/A"},{"$error":"#N/A"}]
[25,15,0,70.100000622617799,217.39999868827999,302,61,708.03314,0.20198675999999999,9.9370056152343906,3000.1691999999998,3148.8362000000002,3139.8353999999999,2.3010300000000001E-2,6.2949999999999996E-4,10.068994140625,2917.6558,3061.0783999999999,3051.4868000000001,2.3007699999999999E-2,0,9.9139953613281406,3010.2075,3159.5709999999999,3149.9279999999999,2.3026600000000001E-2,6.9030000000000003E-4,9.9659973144531406,2978.5216999999998,3125.8537999999999,3117.076,2.2987998999999999E-2,4.861E-4,9.9680114746093906,2984.2017000000001,3131.7831999999999,3122.7278000000001,2.2989598999999999E-2,5.2800000000000004E-4,9.9059997558593906,2969.5859999999998,3117.0556999999999,3108.5713000000001,2.29467E-2,4.5879999999999998E-4,true,0.28584529103165968,53.453757225433506,23.945086705202311,42.007817321538774,8.8077647399681389,75.3,37.553296266878476,0.31334055344677691,-1.0325377354104663,38.625142777221519,29.627030933121763,0.16791805150158101,7.0787697706131691E-2,2.8280717691236856,2.8668916157129565,2.8952640398116682]
[25,23,0,90.000002656260094,313.09999030923598,0,0,0,{"$error":"#N/A"},{"$error":"#N/A"},{"$error":"#N/A"},{"$error":"#N/A"},{"$error":"#N/A"},{"$error":"#N/A"},{"$error":"#N/A"},{"$error":"#N/A"},{"$error":"#N/A"},{"$error":"#N/A"},{"$error":"#N/A"},{"$error":"#N/A"},{"$error":"#N/A"},{"$error":"#N/A"},{"$error":"#N/A"},{"$error":"#N/A"},{"$error":"#N/A"},{"$error":"#N/A"},{"$error":"#N/A"},{"$error":"#N/A"},{"$error":"#N/A"},{"$error":"#N/A"},{"$error":"#N/A"},{"$error":"#N/A"},{"$error":"#N/A"},{"$error":"#N/A"},{"$error":"#N/A"},{"$error":"#N/A"},{"$error":"#N/A"},{"$error":"#N/A"},{"$error":"#N/A"},{"$error":"#N/A"},{"$error":"#N/A"},{"$error":"#N/A"},{"$error":"#N/A"},{"$error":"#N/A"},{"$error":"#N/A"},false,{"$error":"#N/A"},{"$error":"#N/A"},{"$error":"#N/A"},{"$error":"#N/A"},{"$error":"#N/A"},{"$error":"#N/A"},{"$error":"#N/A"},{"$error":"#N/A"},{"$error":"#N/A"},{"$error":"#N/A"},{"$error":"#N/A"},{"$error":"#N/A"},{"$error":"#N/A"},{"$error":"#N/A"},{"$error":"#N/A"},{"$error":"#N/A"}]
[26,10,0,69.899998112649598,142.49999611070601,305,65,698.36523,0.21311474999999999,7.5940185546875201,3006.6594,3178.5522000000001,3169.4553000000001,2.30426E-2,6.4720000000000001E-4,7.7029968261718897,2921.1082000000001,3087.2046,3078.7667999999999,2.3034200000000001E-2,0,7.5719848632812701,3016.0970000000002,3188.7258000000002,3179.4492,2.3055200000000001E-2,7.0719999999999995E-4,7.6020141601562701,2984.5066000000002,3155.0727999999999,3146.7685999999999,2.3016000000000002E-2,5.0390000000000005E-4,7.6329895019531397,2991.194,3161.8472000000002,3152.5452,2.3021699999999999E-2,5.4960000000000002E-4,7.5670104980468897,2975.9877999999999,3146.4238,3137.8281000000002,2.29807E-2,4.7380000000000002E-4,true,0.28619633806863404,50.791556728232166,23.970976253298158,40.345306608454038,8.484162895927593,75.3,36.603522867737951,0.2733152185637503,0.47149435235907744,38.170731707317749,28.609756097561593,0.17031630170316614,5.4651445227116291E-2,2.9287241054610669,2.9589098176389106,2.9456112103066787]
[27,3,0,90.000002656260094,65.599997575590805,0,0,0,{"$error":"#N/A"},{"$error":"#N/A"},{"$error":"#N/A"},{"$error":"#N/A"},{"$error":"#N/A"},{"$error":"#N/A"},{"$error":"#N/A"},{"$error":"#N/A"},{"$error":"#N/A"},{"$error":"#N/A"},{"$error":"#N/A"},{"$error":"#N/A"},{"$error":"#N/A"},{"$error":"#N/A"},{"$error":"#N/A"},{"$error":"#N/A"},{"$error":"#N/A"},{"$error":"#N/A"},{"$error":"#N/A"},{"$error":"#N/A"},{"$error":"#N/A"},{"$error":"#N/A"},{"$error":"#N/A"},{"$error":"#N/A"},{"$error":"#N/A"},{"$error":"#N/A"},{"$error":"#N/A"},{"$error":"#N/A"},{"$error":"#N/A"},{"$error":"#N/A"},{"$error":"#N/A"},{"$error":"#N/A"},{"$error":"#N/A"},{"$error":"#N/A"},{"$error":"#N/A"},{"$error":"#N/A"},{"$error":"#N/A"},false,{"$error":"#N/A"},{"$error":"#N/A"},{"$error":"#N/A"},{"$error":"#N/A"},{"$error":"#N/A"},{"$error":"#N/A"},{"$error":"#N/A"},{"$error":"#N/A"},{"$error":"#N/A"},{"$error":"#N/A"},{"$error":"#N/A"},{"$error":"#N/A"},{"$error":"#N/A"},{"$error":"#N/A"},{"$error":"#N/A"},{"$error":"#N/A"}]
[28,1,0,90.000002656260094,17.699996280597301,0,0,0,{"$error":"#N/A"},{"$error":"#N/A"},{"$error":"#N/A"},{"$error":"#N/A"},{"$error":"#N/A"},{"$error":"#N/A"},{"$error":"#N/A"},{"$error":"#N/A"},{"$error":"#N/A"},{"$error":"#N/A"},{"$error":"#N/A"},{"$error":"#N/A"},{"$error":"#N/A"},{"$error":"#N/A"},{"$error":"#N/A"},{"$error":"#N/A"},{"$error":"#N/A"},{"$error":"#N/A"},{"$error":"#N/A"},{"$error":"#N/A"},{"$error":"#N/A"},{"$error":"#N/A"},{"$error":"#N/A"},{"$error":"#N/A"},{"$error":"#N/A"},{"$error":"#N/A"},{"$error":"#N/A"},{"$error":"#N/A"},{"$error":"#N/A"},{"$error":"#N/A"},{"$error":"#N/A"},{"$error":"#N/A"},{"$error":"#N/A"},{"$error":"#N/A"},{"$error":"#N/A"},{"$error":"#N/A"},{"$error":"#N/A"},false,{"$error":"#N/A"},{"$error":"#N/A"},{"$error":"#N/A"},{"$error":"#N/A"},{"$error":"#N/A"},{"$error":"#N/A"},{"$error":"#N/A"},{"$error":"#N/A"},{"$error":"#N/A"},{"$error":"#N/A"},{"$error":"#N/A"},{"$error":"#N/A"},{"$error":"#N/A"},{"$error":"#N/A"},{"$error":"#N/A"},{"$error":"#N/A"}]
[28,14,0,63.5999967610258,203.600010067363,354,183,384.5849,0.5169492,5.4619995117187701,2244.5762,2389.4690000000001,2381.8791999999999,1.6626399E-2,1.2390999999999999E-3,5.6539855957031397,2081.9297000000001,2215.2094999999999,2208.1797000000001,1.6623599999999999E-2,0,5.4480224609375201,2261.3910000000001,2407.4697000000001,2399.5907999999999,1.6645500000000001E-2,1.3481999999999999E-3,5.4829956054687701,2229.1592000000001,2372.9177,2365.4672999999998,1.6594999999999999E-2,1.1523999E-3,5.4899841308593897,2244.6958,2389.3933000000002,2382.4695000000002,1.6624099999999999E-2,1.242E-3,5.2990051269531397,2198.9614000000001,2342.1273999999999,2335.9639000000002,1.6549600000000001E-2,9.6750000000000004E-4,true,0.31763542443949661,33.868852459016388,26.735879781420763,16.990638405990822,8.0922711763833259,75.3,14.418125252199177,0.31734244548878088,4.2242072076772511E-3,32.872483221476749,26.093959731543443,0.30430852666467612,0.11475173470307798,7.8122954872107266,7.866502017077849,7.8661849848542538]
[29,7,0,90.000002656260094,108.600002946179,0,0,0,{"$error":"#N/A"},{"$error":"#N/A"},{"$error":"#N/A"},{"$error":"#N/A"},{"$error":"#N/A"},{"$error":"#N/A"},{"$error":"#N/A"},{"$error":"#N/A"},{"$error":"#N/A"},{"$error":"#N/A"},{"$error":"#N/A"},{"$error":"#N/A"},{"$error":"#N/A"},{"$error":"#N/A"},{"$error":"#N/A"},{"$error":"#N/A"},{"$error":"#N/A"},{"$error":"#N/A"},{"$error":"#N/A"},{"$error":"#N/A"},{"$error":"#N/A"},{"$error":"#N/A"},{"$error":"#N/A"},{"$error":"#N/A"},{"$error":"#N/A"},{"$error":"#N/A"},{"$error":"#N/A"},{"$error":"#N/A"},{"$error":"#N/A"},{"$error":"#N/A"},{"$error":"#N/A"},{"$error":"#N/A"},{"$error":"#N/A"},{"$error":"#N/A"},{"$error":"#N/A"},{"$error":"#N/A"},{"$error":"#N/A"},false,{"$error":"#N/A"},{"$error":"#N/A"},{"$error":"#N/A"},{"$error":"#N/A"},{"$error":"#N/A"},{"$error":"#N/A"},{"$error":"#N/A"},{"$error":"#N/A"},{"$error":"#N/A"},{"$error":"#N/A"},{"$error":"#N/A"},{"$error":"#N/A"},{"$error":"#N/A"},{"$error":"#N/A"},{"$error":"#N/A"},{"$error":"#N/A"}]
[30,3,0,90.000002656260094,64.699995994780707,0,0,0,{"$error":"#N/A"},{"$error":"#N/A"},{"$error":"#N/A"},{"$error":"#N/A"},{"$error":"#N/A"},{"$error":"#N/A"},{"$error":"#N/A"},{"$error":"#N/A"},{"$error":"#N/A"},{"$error":"#N/A"},{"$error":"#N/A"},{"$error":"#N/A"},{"$error":"#N/A"},{"$error":"#N/A"},{"$error":"#N/A"},{"$error":"#N/A"},{"$error":"#N/A"},{"$error":"#N/A"},{"$error":"#N/A"},{"$error":"#N/A"},{"$error":"#N/A"},{"$error":"#N/A"},{"$error":"#N/A"},{"$error":"#N/A"},{"$error":"#N/A"},{"$error":"#N/A"},{"$error":"#N/A"},{"$error":"#N/A"},{"$error":"#N/A"},{"$error":"#N/A"},{"$error":"#N/A"},{"$error":"#N/A"},{"$error":"#N/A"},{"$error":"#N/A"},{"$error":"#N/A"},{"$error":"#N/A"},{"$error":"#N/A"},false,{"$error":"#N/A"},{"$error":"#N/A"},{"$error":"#N/A"},{"$error":"#N/A"},{"$error":"#N/A"},{"$error":"#N/A"},{"$error":"#N/A"},{"$error":"#N/A"},{"$error":"#N/A"},{"$error":"#N/A"},{"$error":"#N/A"},{"$error":"#N/A"},{"$error":"#N/A"},{"$error":"#N/A"},{"$error":"#N/A"},{"$error":"#N/A"}]
[30,18,0,90.000002656260094,251.499994362775,0,0,0,{"$error":"#N/A"},{"$error":"#N/A"},{"$error":"#N/A"},{"$error":"#N/A"},{"$error":"#N/A"},{"$error":"#N/A"},{"$error":"#N/A"},{"$error":"#N/A"},{"$error":"#N/A"},{"$error":"#N/A"},{"$error":"#N/A"},{"$error":"#N/A"},{"$error":"#N/A"},{"$error":"#N/A"},{"$error":"#N/A"},{"$error":"#N/A"},{"$error":"#N/A"},{"$error":"#N/A"},{"$error":"#N/A"},{"$error":"#N/A"},{"$error":"#N/A"},{"$error":"#N/A"},{"$error":"#N/A"},{"$error":"#N/A"},{"$error":"#N/A"},{"$error":"#N/A"},{"$error":"#N/A"},{"$error":"#N/A"},{"$error":"#N/A"},{"$error":"#N/A"},{"$error":"#N/A"},{"$error":"#N/A"},{"$error":"#N/A"},{"$error":"#N/A"},{"$error":"#N/A"},{"$error":"#N/A"},{"$error":"#N/A"},false,{"$error":"#N/A"},{"$error":"#N/A"},{"$error":"#N/A"},{"$error":"#N/A"},{"$error":"#N/A"},{"$error":"#N/A"},{"$error":"#N/A"},{"$error":"#N/A"},{"$error":"#N/A"},{"$error":"#N/A"},{"$error":"#N/A"},{"$error":"#N/A"},{"$error":"#N/A"},{"$error":"#N/A"},{"$error":"#N/A"},{"$error":"#N/A"}]
[31,11,0,62.900002547207301,155.899999139779,267,211,122.92972,0.79026216000000005,5.8640075683593897,1459.3842999999999,1552.5084999999999,1546.1844000000001,1.0633E-2,1.2396E-3,6.0649963378906397,1297.0336,1379.1309000000001,1373.3193000000001,1.06316E-2,0,5.8359924316406397,1474.5138999999999,1568.7362000000001,1562.9108000000001,1.0642800500000001E-2,1.3452E-3,5.8680053710937701,1451.1532999999999,1543.7467999999999,1538.0857000000001,1.05955005E-2,1.2139E-3,5.8770080566406397,1464.2375,1557.6043999999999,1552.1202000000001,1.0612E-2,1.2975E-3,5.6840148925781397,1420.3964000000001,1511.9338,1506.2543000000001,1.0546099999999999E-2,1.0284000000000001E-3,true,0.40734720615055037,31.772575250836116,26.893348197696021,10.816376966801222,7.8501338090990131,75.3,9.5777670216198771,0.4213958225430231,-0.13455437478321378,34.673823975720843,27.496282245827125,0.44641591022529514,9.208572499316281E-2,12.517077429605521,12.571511522220247,12.587393186711928]
[32,5,0,90.000002656260094,88.700000912537007,0,0,0,{"$error":"#N/A"},{"$error":"#N/A"},{"$error":"#N/A"},{"$error":"#N/A"},{"$error":"#N/A"},{"$error":"#N/A"},{"$error":"#N/A"},{"$error":"#N/A"},{"$error":"#N/A"},{"$error":"#N/A"},{"$error":"#N/A"},{"$error":"#N/A"},{"$error":"#N/A"},{"$error":"#N/A"},{"$error":"#N/A"},{"$error":"#N/A"},{"$error":"#N/A"},{"$error":"#N/A"},{"$error":"#N/A"},{"$error":"#N/A"},{"$error":"#N/A"},{"$error":"#N/A"},{"$error":"#N/A"},{"$error":"#N/A"},{"$error":"#N/A"},{"$error":"#N/A"},{"$error":"#N/A"},{"$error":"#N/A"},{"$error":"#N/A"},{"$error":"#N/A"},{"$error":"#N/A"},{"$error":"#N/A"},{"$error":"#N/A"},{"$error":"#N/A"},{"$error":"#N/A"},{"$error":"#N/A"},{"$error":"#N/A"},false,{"$error":"#N/A"},{"$error":"#N/A"},{"$error":"#N/A"},{"$error":"#N/A"},{"$error":"#N/A"},{"$error":"#N/A"},{"$error":"#N/A"},{"$error":"#N/A"},{"$error":"#N/A"},{"$error":"#N/A"},{"$error":"#N/A"},{"$error":"#N/A"},{"$error":"#N/A"},{"$error":"#N/A"},{"$error":"#N/A"},{"$error":"#N/A"}]
[32,22,0,90.000002656260094,296.10001981310899,0,0,0,{"$error":"#N/A"},{"$error":"#N/A"},{"$error":"#N/A"},{"$error":"#N/A"},{"$error":"#N/A"},{"$error":"#N/A"},{"$error":"#N/A"},{"$error":"#N/A"},{"$error":"#N/A"},{"$error":"#N/A"},{"$error":"#N/A"},{"$error":"#N/A"},{"$error":"#N/A"},{"$error":"#N/A"},{"$error":"#N/A"},{"$error":"#N/A"},{"$error":"#N/A"},{"$error":"#N/A"},{"$error":"#N/A"},{"$error":"#N/A"},{"$error":"#N/A"},{"$error":"#N/A"},{"$error":"#N/A"},{"$error":"#N/A"},{"$error":"#N/A"},{"$error":"#N/A"},{"$error":"#N/A"},{"$error":"#N/A"},{"$error":"#N/A"},{"$error":"#N/A"},{"$error":"#N/A"},{"$error":"#N/A"},{"$error":"#N/A"},{"$error":"#N/A"},{"$error":"#N/A"},{"$error":"#N/A"},{"$error":"#N/A"},false,{"$error":"#N/A"},{"$error":"#N/A"},{"$error":"#N/A"},{"$error":"#N/A"},{"$error":"#N/A"},{"$error":"#N/A"},{"$error":"#N/A"},{"$error":"#N/A"},{"$error":"#N/A"},{"$error":"#N/A"},{"$error":"#N/A"},{"$error":"#N/A"},{"$error":"#N/A"},{"$error":"#N/A"},{"$error":"#N/A"},{"$error":"#N/A"}]
[33,15,0,68.200001063037007,218.499997922034,170,157,35.005721999999999,0.92352939999999994,4.6429992675781397,850.11180000000002,907.96199999999999,902.23644999999999,6.1963000000000001E-3,1.0042E-3,4.8000122070312701,719.58950000000004,768.08996999999999,762.79880000000003,6.1915E-3,0,4.6299987792968897,861.21299999999997,919.87220000000002,914.25940000000003,6.2021000000000003E-3,1.0838E-3,4.6549926757812701,845.63019999999995,903.13829999999996,897.17114000000004,6.1533999999999998E-3,1.0126E-3,4.6610046386718897,855.83429999999998,914.03283999999996,908.31790000000001,6.1767999999999997E-3,1.0677E-3,4.5190063476562701,825.01220000000001,881.4769,875.87429999999995,6.1167000000000001E-3,8.8989997000000001E-4,true,0.63059357109658765,30.905511658237629,26.901012896342031,7.0314043057475795,7.3445285107953451,75.3,7.1703843855805616,0.68887372660262247,-0.41789111702967913,34.209650582362869,26.106489184692183,0.79143237884746753,9.3516712081398445E-2,18.138438651481152,18.210370589789111,18.279741656646546]
[34,7,0,90.000002656260094,107.600000110385,0,0,0,{"$error":"#N/A"},{"$error":"#N/A"},{"$error":"#N/A"},{"$error":"#N/A"},{"$error":"#N/A"},{"$error":"#N/A"},{"$error":"#N/A"},{"$error":"#N/A"},{"$error":"#N/A"},{"$error":"#N/A"},{"$error":"#N/A"},{"$error":"#N/A"},{"$error":"#N/A"},{"$error":"#N/A"},{"$error":"#N/A"},{"$error":"#N/A"},{"$error":"#N/A"},{"$error":"#N/A"},{"$error":"#N/A"},{"$error":"#N/A"},{"$error":"#N/A"},{"$error":"#N/A"},{"$error":"#N/A"},{"$error":"#N/A"},{"$error":"#N/A"},{"$error":"#N/A"},{"$error":"#N/A"},{"$error":"#N/A"},{"$error":"#N/A"},{"$error":"#N/A"},{"$error":"#N/A"},{"$error":"#N/A"},{"$error":"#N/A"},{"$error":"#N/A"},{"$error":"#N/A"},{"$error":"#N/A"},{"$error":"#N/A"},false,{"$error":"#N/A"},{"$error":"#N/A"},{"$error":"#N/A"},{"$error":"#N/A"},{"$error":"#N/A"},{"$error":"#N/A"},{"$error":"#N/A"},{"$error":"#N/A"},{"$error":"#N/A"},{"$error":"#N/A"},{"$error":"#N/A"},{"$error":"#N/A"},{"$error":"#N/A"},{"$error":"#N/A"},{"$error":"#N/A"},{"$error":"#N/A"}]
[35,2,0,90.000002656260094,43.8999923803283,0,0,0,{"$error":"#N/A"},{"$error":"#N/A"},{"$error":"#N/A"},{"$error":"#N/A"},{"$error":"#N/A"},{"$error":"#N/A"},{"$error":"#N/A"},{"$error":"#N/A"},{"$error":"#N/A"},{"$error":"#N/A"},{"$error":"#N/A"},{"$error":"#N/A"},{"$error":"#N/A"},{"$error":"#N/A"},{"$error":"#N/A"},{"$error":"#N/A"},{"$error":"#N/A"},{"$error":"#N/A"},{"$error":"#N/A"},{"$error":"#N/A"},{"$error":"#N/A"},{"$error":"#N/A"},{"$error":"#N/A"},{"$error":"#N/A"},{"$error":"#N/A"},{"$error":"#N/A"},{"$error":"#N/A"},{"$error":"#N/A"},{"$error":"#N/A"},{"$error":"#N/A"},{"$error":"#N/A"},{"$error":"#N/A"},{"$error":"#N/A"},{"$error":"#N/A"},{"$error":"#N/A"},{"$error":"#N/A"},{"$error":"#N/A"},false,{"$error":"#N/A"},{"$error":"#N/A"},{"$error":"#N/A"},{"$error":"#N/A"},{"$error":"#N/A"},{"$error":"#N/A"},{"$error":"#N/A"},{"$error":"#N/A"},{"$error":"#N/A"},{"$error":"#N/A"},{"$error":"#N/A"},{"$error":"#N/A"},{"$error":"#N/A"},{"$error":"#N/A"},{"$error":"#N/A"},{"$error":"#N/A"}]
[35,19,0,90.000002656260094,262.29999390440202,0,0,0,{"$error":"#N/A"},{"$error":"#N/A"},{"$error":"#N/A"},{"$error":"#N/A"},{"$error":"#N/A"},{"$error":"#N/A"},{"$error":"#N/A"},{"$error":"#N/A"},{"$error":"#N/A"},{"$error":"#N/A"},{"$error":"#N/A"},{"$error":"#N/A"},{"$error":"#N/A"},{"$error":"#N/A"},{"$error":"#N/A"},{"$error":"#N/A"},{"$error":"#N/A"},{"$error":"#N/A"},{"$error":"#N/A"},{"$error":"#N/A"},{"$error":"#N/A"},{"$error":"#N/A"},{"$error":"#N/A"},{"$error":"#N/A"},{"$error":"#N/A"},{"$error":"#N/A"},{"$error":"#N/A"},{"$error":"#N/A"},{"$error":"#N/A"},{"$error":"#N/A"},{"$error":"#N/A"},{"$error":"#N/A"},{"$error":"#N/A"},{"$error":"#N/A"},{"$error":"#N/A"},{"$error":"#N/A"},{"$error":"#N/A"},false,{"$error":"#N/A"},{"$error":"#N/A"},{"$error":"#N/A"},{"$error":"#N/A"},{"$error":"#N/A"},{"$error":"#N/A"},{"$f":" IF($AZ$2, 1, AZ840/100) * (1 + N840/O840)","v":{"$error":"#N/A"}},{"$error":"#N/A"},{"$error":"#N/A"},{"$error":"#N/A"},{"$error":"#N/A"},{"$error":"#N/A"},{"$error":"#N/A"},{"$error":"#N/A"},{"$error":"#N/A"},{"$error":"#N/A"}]
[36,10,0,67.400000737211002,140.80000877513999,81,81,0,1,2.8269897460937701,322.35019999999997,344.80669999999998,341.69490000000002,2.5569E-3,5.1940000000000005E-4,2.9110046386718902,257.20339999999999,274.37799999999999,271.68079999999998,2.5542E-3,0,2.8179870605468902,328.22269999999997,351.16210000000001,347.86610000000002,2.5625000000000001E-3,5.6090000000000003E-4,2.8269897460937701,320.93490000000003,343.27850000000001,339.95803999999998,2.5357999999999999E-3,5.2910000000000001E-4,2.8309875488281402,326.42399999999998,349.20150000000001,345.95166,2.5490999999999999E-3,5.5960000000000005E-4,2.7499938964843902,310.8347,332.44540000000001,329.10372999999998,2.5165000000000001E-3,4.6779999999999999E-4,true,0.90247666301146701,30.141612200435723,26.677559912854033,6.0102060102060095,7.3988233196648157,75.3,5.9227955333076618,0.98302342024506695,-0.47706197396558231,34.110429447852852,25.920245398773002,1.0529221547440626,0.21853658536585829,25.328903117143859,25.668493829680223,25.770720639809674]
[37,6,0,90.000002656260094,97.399998384615401,0,0,0,{"$error":"#N/A"},{"$error":"#N/A"},{"$error":"#N/A"},{"$error":"#N/A"},{"$error":"#N/A"},{"$error":"#N/A"},{"$error":"#N/A"},{"$error":"#N/A"},{"$error":"#N/A"},{"$error":"#N/A"},{"$error":"#N/A"},{"$error":"#N/A"},{"$error":"#N/A"},{"$error":"#N/A"},{"$error":"#N/A"},{"$error":"#N/A"},{"$error":"#N/A"},{"$error":"#N/A"},{"$error":"#N/A"},{"$error":"#N/A"},{"$error":"#N/A"},{"$error":"#N/A"},{"$error":"#N/A"},{"$error":"#N/A"},{"$error":"#N/A"},{"$error":"#N/A"},{"$error":"#N/A"},{"$error":"#N/A"},{"$error":"#N/A"},{"$error":"#N/A"},{"$error":"#N/A"},{"$error":"#N/A"},{"$error":"#N/A"},{"$error":"#N/A"},{"$error":"#N/A"},{"$error":"#N/A"},{"$error":"#N/A"},false,{"$error":"#N/A"},{"$error":"#N/A"},{"$error":"#N/A"},{"$error":"#N/A"},{"$error":"#N/A"},{"$error":"#N/A"},{"$error":"#N/A"},{"$error":"#N/A"},{"$error":"#N/A"},{"$error":"#N/A"},{"$error":"#N/A"},{"$error":"#N/A"},{"$error":"#N/A"},{"$error":"#N/A"},{"$error":"#N/A"},{"$error":"#N/A"}]
[37,7,0,90.000002656260094,106.79999978455901,0,0,0,{"$error":"#N/A"},{"$error":"#N/A"},{"$error":"#N/A"},{"$error":"#N/A"},{"$error":"#N/A"},{"$error":"#N/A"},{"$error":"#N/A"},{"$error":"#N/A"},{"$error":"#N/A"},{"$error":"#N/A"},{"$error":"#N/A"},{"$error":"#N/A"},{"$error":"#N/A"},{"$error":"#N/A"},{"$error":"#N/A"},{"$error":"#N/A"},{"$error":"#N/A"},{"$error":"#N/A"},{"$error":"#N/A"},{"$error":"#N/A"},{"$error":"#N/A"},{"$error":"#N/A"},{"$error":"#N/A"},{"$error":"#N/A"},{"$error":"#N/A"},{"$error":"#N/A"},{"$error":"#N/A"},{"$error":"#N/A"},{"$error":"#N/A"},{"$error":"#N/A"},{"$error":"#N/A"},{"$error":"#N/A"},{"$error":"#N/A"},{"$error":"#N/A"},{"$error":"#N/A"},{"$error":"#N/A"},{"$error":"#N/A"},false,{"$error":"#N/A"},{"$error":"#N/A"},{"$error":"#N/A"},{"$error":"#N/A"},{"$error":"#N/A"},{"$error":"#N/A"},{"$error":"#N/A"},{"$error":"#N/A"},{"$error":"#N/A"},{"$error":"#N/A"},{"$error":"#N/A"},{"$error":"#N/A"},{"$error":"#N/A"},{"$error":"#N/A"},{"$error":"#N/A"},{"$error":"#N/A"}]
[38,12,0,57.700005286361801,171.699993432284,201,196,9.3571220000000004,0.97512436000000002,6.1060119628906397,1047.1709000000001,1113.4813999999999,1108.5509999999999,7.8811999999999997E-3,8.3589996000000004E-4,6.2600036621093897,937.97400000000005,996.90729999999996,991.70870000000002,7.8778000000000008E-3,0,6.0880065917968897,1056.3184000000001,1123.2711999999999,1118.7174,7.8800999999999993E-3,9.0740000000000005E-4,6.0960021972656397,1043.6058,1109.7194999999999,1105.8259,7.8785000000000001E-3,8.1139999999999999E-4,6.1209960937500201,1053.8983000000001,1120.5831000000001,1116.3279,7.8770999999999997E-3,8.9179999999999999E-4,5.9219909667968897,1017.7604,1082.8295000000001,1078.3667,7.8676995000000003E-3,6.2359999999999998E-4,true,0.44279141079500417,30.581655480984338,27.002237136465325,11.83140251417305,7.8796605686576981,75.3,10.428400977552386,0.52147275880113853,-0.82052064646231093,33.191319610658695,31.489282484974673,2.0308434346638649E-2,-1.3959213715564189E-2,11.641783247723286,11.693574718531998,11.781917411836753]
[38,18,0,90.000002656260094,253.299987810348,0,0,0,{"$error":"#N/A"},{"$error":"#N/A"},{"$error":"#N/A"},{"$error":"#N/A"},{"$error":"#N/A"},{"$error":"#N/A"},{"$error":"#N/A"},{"$error":"#N/A"},{"$error":"#N/A"},{"$error":"#N/A"},{"$error":"#N/A"},{"$error":"#N/A"},{"$error":"#N/A"},{"$error":"#N/A"},{"$error":"#N/A"},{"$error":"#N/A"},{"$error":"#N/A"},{"$error":"#N/A"},{"$error":"#N/A"},{"$error":"#N/A"},{"$error":"#N/A"},{"$error":"#N/A"},{"$error":"#N/A"},{"$error":"#N/A"},{"$error":"#N/A"},{"$error":"#N/A"},{"$error":"#N/A"},{"$error":"#N/A"},{"$error":"#N/A"},{"$error":"#N/A"},{"$error":"#N/A"},{"$error":"#N/A"},{"$error":"#N/A"},{"$error":"#N/A"},{"$error":"#N/A"},{"$error":"#N/A"},{"$error":"#N/A"},false,{"$error":"#N/A"},{"$error":"#N/A"},{"$error":"#N/A"},{"$error":"#N/A"},{"$error":"#N/A"},{"$error":"#N/A"},{"$error":"#N/A"},{"$error":"#N/A"},{"$error":"#N/A"},{"$error":"#N/A"},{"$error":"#N/A"},{"$error":"#N/A"},{"$error":"#N/A"},{"$error":"#N/A"},{"$error":"#N/A"},{"$error":"#N/A"}]
[39,11,0,60.599997967690001,154.99999270194601,484,62,859.63900000000001,0.12809917000000001,15.6509948730468,3379.5565999999999,3483.5227,3469.1073999999999,2.5328199999999999E-2,1.2247E-3,15.8489929199218,3219.2420000000002,3316.3166999999999,3305.0508,2.5320599999999999E-2,0,15.6220031738281,3395.9672999999998,3500.7357999999999,3486.3420000000001,2.5336001E-2,1.3431000000000001E-3,15.6639953613281,3353.3710000000001,3456.4162999999999,3442.3955000000001,2.5310698999999999E-2,1.0406E-3,15.683984375,3366.3146999999999,3469.5142000000001,3456.4639000000002,2.5320499999999999E-2,1.1305E-3,15.4240051269531,3317.3809999999999,3421.9535999999998,3410.2660000000001,2.5238500000000001E-2,8.3620000000000005E-4,true,0.41381386720976776,37.223921168875293,26.945293917770986,29.069767441860471,8.8154269972451793,75.3,21.681146403200781,0.33971122239320128,1.6066302911323653,31.890365853658697,28.804756097560926,9.9965631134879551E-2,3.0790178765782716E-2,4.9798865695713364,5.0419189457991189,4.9638147770678707]
[40,14,0,60.299999059761099,205.100014321054,56,56,0,1,-2.82001342773435,217.5301,234.9111,233.3355,1.9352E-3,2.9799999999999998E-4,-2.7699951171874702,181.01230000000001,194.63030000000001,193.05889999999999,1.9350999999999999E-3,0,-2.8230041503906,221.0001,238.73949999999999,237.01897,1.9384999999999999E-3,3.2279999999999999E-4,-2.8169921874999702,216.5669,233.84790000000001,232.25629000000001,1.9262999999999999E-3,2.99E-4,-2.8149780273437202,219.80279999999999,237.4134,235.84438,1.9319999999999999E-3,3.1950001999999999E-4,-2.8600219726562202,209.92830000000001,226.55549999999999,224.96692999999999,1.9189000000000001E-3,2.521E-4,true,0.67072181774297102,30.48961113067919,26.958454908470351,7.9598662207357895,7.6827757125154879,75.3,7.4939597315436242,0.80737685756021094,-1.0240873655028866,34.961832061068762,25.648854961832022,0.63333852463272056,0.17023471756512087,20.174209155952379,20.696058116336459,20.862337866837532]
[40,22,0,90.000002656260094,298.39997582239198,0,0,0,{"$error":"#N/A"},{"$error":"#N/A"},{"$error":"#N/A"},{"$error":"#N/A"},{"$error":"#N/A"},{"$error":"#N/A"},{"$error":"#N/A"},{"$error":"#N/A"},{"$error":"#N/A"},{"$error":"#N/A"},{"$error":"#N/A"},{"$error":"#N/A"},{"$error":"#N/A"},{"$error":"#N/A"},{"$error":"#N/A"},{"$error":"#N/A"},{"$error":"#N/A"},{"$error":"#N/A"},{"$error":"#N/A"},{"$error":"#N/A"},{"$error":"#N/A"},{"$error":"#N/A"},{"$error":"#N/A"},{"$error":"#N/A"},{"$error":"#N/A"},{"$error":"#N/A"},{"$error":"#N/A"},{"$error":"#N/A"},{"$error":"#N/A"},{"$error":"#N/A"},{"$error":"#N/A"},{"$error":"#N/A"},{"$error":"#N/A"},{"$error":"#N/A"},{"$error":"#N/A"},{"$error":"#N/A"},{"$error":"#N/A"},false,{"$error":"#N/A"},{"$error":"#N/A"},{"$error":"#N/A"},{"$error":"#N/A"},{"$error":"#N/A"},{"$error":"#N/A"},{"$error":"#N/A"},{"$error":"#N/A"},{"$error":"#N/A"},{"$error":"#N/A"},{"$error":"#N/A"},{"$error":"#N/A"},{"$error":"#N/A"},{"$error":"#N/A"},{"$error":"#N/A"},{"$error":"#N/A"}]
[41,15,0,66.099994136464503,220.09999857368601,328,117,520.80550000000005,0.3567073,12.6339965820312,2832.712,2948.3024999999998,2941.2033999999999,2.1439900000000001E-2,9.1779999999999997E-4,12.808984375,2713.2177999999999,2822.5023999999999,2815.2064999999998,2.1443899999999998E-2,0,12.6079956054687,2845.8362000000002,2962.1985,2954.7908000000002,2.1460399000000002E-2,9.9780000000000008E-4,12.6509948730468,2814.02,2928.6950000000002,2921.8078999999998,2.14085E-2,8.0619996999999998E-4,12.652001953125,2822.7179999999998,2937.7498000000001,2930.68,2.1423500000000002E-2,8.5760000000000003E-4,12.5400024414062,2795.625,2910.5837000000001,2904.2804999999998,2.1349300000000002E-2,7.2480000000000005E-4,true,0.24078601161176333,40.557228915662655,26.129515813253008,23.765819539784914,8.0176388053718295,75.3,24.360100239703641,0.2584904799372385,-0.43128262309923332,34.972911051212932,27.978436657681787,0.2424224023168442,9.5520125231596253E-2,4.4041506730495463,4.4570413828523208,4.4755828746488087]
[42,16,0,73.900004598802994,233.10001601091699,229,55,627.44619999999998,0.24017467000000001,11.7499938964843,2363.0495999999998,2466.8373999999999,2459.788,1.8314899999999999E-2,4.5439999999999999E-4,11.8130126953125,2303.2550999999999,2404.0083,2397.3141999999998,1.8313300000000001E-2,0,11.7270141601562,2370.3024999999998,2474.5686000000001,2468.1260000000002,1.8318899E-2,5.061E-4,11.7579895019531,2343.9067,2446.7973999999999,2440.8904000000002,1.83053E-2,3.1819999999999998E-4,11.756005859375,2349.3715999999999,2452.5169999999998,2446.3656999999998,1.83059E-2,3.5930000000000001E-4,11.735009765625,2340.067,2442.982,2436.9998000000001,1.8291499999999999E-2,3.0269999999999999E-4,true,0.28576670679631655,55.936395759717293,22.738515901060069,59.050911376492785,10.215372456036354,75.3,41.305677816901408,0.27845577737814642,0.30198289508904191,39.027083333332321,29.583333333333435,7.4289959738438327E-2,2.1829914559823305E-2,2.5960867296028116,2.6135142711445685,2.6059913214546602]
[43,2,0,90.000002656260094,41.699993912818599,0,0,0,{"$error":"#N/A"},{"$error":"#N/A"},{"$error":"#N/A"},{"$error":"#N/A"},{"$error":"#N/A"},{"$error":"#N/A"},{"$error":"#N/A"},{"$error":"#N/A"},{"$error":"#N/A"},{"$error":"#N/A"},{"$error":"#N/A"},{"$error":"#N/A"},{"$error":"#N/A"},{"$error":"#N/A"},{"$error":"#N/A"},{"$error":"#N/A"},{"$error":"#N/A"},{"$error":"#N/A"},{"$error":"#N/A"},{"$error":"#N/A"},{"$error":"#N/A"},{"$error":"#N/A"},{"$error":"#N/A"},{"$error":"#N/A"},{"$error":"#N/A"},{"$error":"#N/A"},{"$error":"#N/A"},{"$error":"#N/A"},{"$error":"#N/A"},{"$error":"#N/A"},{"$error":"#N/A"},{"$error":"#N/A"},{"$error":"#N/A"},{"$error":"#N/A"},{"$error":"#N/A"},{"$error":"#N/A"},{"$error":"#N/A"},false,{"$error":"#N/A"},{"$error":"#N/A"},{"$error":"#N/A"},{"$error":"#N/A"},{"$error":"#N/A"},{"$error":"#N/A"},{"$error":"#N/A"},{"$error":"#N/A"},{"$error":"#N/A"},{"$error":"#N/A"},{"$error":"#N/A"},{"$error":"#N/A"},{"$error":"#N/A"},{"$error":"#N/A"},{"$error":"#N/A"},{"$error":"#N/A"}]
[43,19,0,90.000002656260094,264.29998014789697,0,0,0,{"$error":"#N/A"},{"$error":"#N/A"},{"$error":"#N/A"},{"$error":"#N/A"},{"$error":"#N/A"},{"$error":"#N/A"},{"$error":"#N/A"},{"$error":"#N/A"},{"$error":"#N/A"},{"$error":"#N/A"},{"$error":"#N/A"},{"$error":"#N/A"},{"$error":"#N/A"},{"$error":"#N/A"},{"$error":"#N/A"},{"$error":"#N/A"},{"$error":"#N/A"},{"$error":"#N/A"},{"$error":"#N/A"},{"$error":"#N/A"},{"$error":"#N/A"},{"$error":"#N/A"},{"$error":"#N/A"},{"$error":"#N/A"},{"$error":"#N/A"},{"$error":"#N/A"},{"$error":"#N/A"},{"$error":"#N/A"},{"$error":"#N/A"},{"$error":"#N/A"},{"$error":"#N/A"},{"$error":"#N/A"},{"$error":"#N/A"},{"$error":"#N/A"},{"$error":"#N/A"},{"$error":"#N/A"},{"$error":"#N/A"},false,{"$error":"#N/A"},{"$error":"#N/A"},{"$error":"#N/A"},{"$error":"#N/A"},{"$error":"#N/A"},{"$error":"#N/A"},{"$f":" IF($AZ$2, 1, AZ1032/100) * (1 + N1032/O1032)","v":{"$error":"#N/A"}},{"$error":"#N/A"},{"$error":"#N/A"},{"$error":"#N/A"},{"$error":"#N/A"},{"$error":"#N/A"},{"$error":"#N/A"},{"$error":"#N/A"},{"$error":"#N/A"},{"$error":"#N/A"}]
[44,18,0,90.000002656260094,254.59999926811801,0,0,0,{"$error":"#N/A"},{"$error":"#N/A"},{"$error":"#N/A"},{"$error":"#N/A"},{"$error":"#N/A"},{"$error":"#N/A"},{"$error":"#N/A"},{"$error":"#N/A"},{"$error":"#N/A"},{"$error":"#N/A"},{"$error":"#N/A"},{"$error":"#N/A"},{"$error":"#N/A"},{"$error":"#N/A"},{"$error":"#N/A"},{"$error":"#N/A"},{"$error":"#N/A"},{"$error":"#N/A"},{"$error":"#N/A"},{"$error":"#N/A"},{"$error":"#N/A"},{"$error":"#N/A"},{"$error":"#N/A"},{"$error":"#N/A"},{"$error":"#N/A"},{"$error":"#N/A"},{"$error":"#N/A"},{"$error":"#N/A"},{"$error":"#N/A"},{"$error":"#N/A"},{"$error":"#N/A"},{"$error":"#N/A"},{"$error":"#N/A"},{"$error":"#N/A"},{"$error":"#N/A"},{"$error":"#N/A"},{"$error":"#N/A"},false,{"$error":"#N/A"},{"$error":"#N/A"},{"$error":"#N/A"},{"$error":"#N/A"},{"$error":"#N/A"},{"$error":"#N/A"},{"$error":"#N/A"},{"$error":"#N/A"},{"$error":"#N/A"},{"$error":"#N/A"},{"$error":"#N/A"},{"$error":"#N/A"},{"$error":"#N/A"},{"$error":"#N/A"},{"$error":"#N/A"},{"$error":"#N/A"}]
[45,6,0,90.000002656260094,95.400002427073801,0,0,0,{"$error":"#N/A"},{"$error":"#N/A"},{"$error":"#N/A"},{"$error":"#N/A"},{"$error":"#N/A"},{"$error":"#N/A"},{"$error":"#N/A"},{"$error":"#N/A"},{"$error":"#N/A"},{"$error":"#N/A"},{"$error":"#N/A"},{"$error":"#N/A"},{"$error":"#N/A"},{"$error":"#N/A"},{"$error":"#N/A"},{"$error":"#N/A"},{"$error":"#N/A"},{"$error":"#N/A"},{"$error":"#N/A"},{"$error":"#N/A"},{"$error":"#N/A"},{"$error":"#N/A"},{"$error":"#N/A"},{"$error":"#N/A"},{"$error":"#N/A"},{"$error":"#N/A"},{"$error":"#N/A"},{"$error":"#N/A"},{"$error":"#N/A"},{"$error":"#N/A"},{"$error":"#N/A"},{"$error":"#N/A"},{"$error":"#N/A"},{"$error":"#N/A"},{"$error":"#N/A"},{"$error":"#N/A"},{"$error":"#N/A"},false,{"$error":"#N/A"},{"$error":"#N/A"},{"$error":"#N/A"},{"$error":"#N/A"},{"$error":"#N/A"},{"$error":"#N/A"},{"$error":"#N/A"},{"$error":"#N/A"},{"$error":"#N/A"},{"$error":"#N/A"},{"$error":"#N/A"},{"$error":"#N/A"},{"$error":"#N/A"},{"$error":"#N/A"},{"$error":"#N/A"},{"$error":"#N/A"}]
[45,23,0,90.000002656260094,319.10002675209398,0,0,0,{"$error":"#N/A"},{"$error":"#N/A"},{"$error":"#N/A"},{"$error":"#N/A"},{"$error":"#N/A"},{"$error":"#N/A"},{"$error":"#N/A"},{"$error":"#N/A"},{"$error":"#N/A"},{"$error":"#N/A"},{"$error":"#N/A"},{"$error":"#N/A"},{"$error":"#N/A"},{"$error":"#N/A"},{"$error":"#N/A"},{"$error":"#N/A"},{"$error":"#N/A"},{"$error":"#N/A"},{"$error":"#N/A"},{"$error":"#N/A"},{"$error":"#N/A"},{"$error":"#N/A"},{"$error":"#N/A"},{"$error":"#N/A"},{"$error":"#N/A"},{"$error":"#N/A"},{"$error":"#N/A"},{"$error":"#N/A"},{"$error":"#N/A"},{"$error":"#N/A"},{"$error":"#N/A"},{"$error":"#N/A"},{"$error":"#N/A"},{"$error":"#N/A"},{"$error":"#N/A"},{"$error":"#N/A"},{"$error":"#N/A"},false,{"$error":"#N/A"},{"$error":"#N/A"},{"$error":"#N/A"},{"$error":"#N/A"},{"$error":"#N/A"},{"$error":"#N/A"},{"$error":"#N/A"},{"$error":"#N/A"},{"$error":"#N/A"},{"$error":"#N/A"},{"$error":"#N/A"},{"$error":"#N/A"},{"$error":"#N/A"},{"$error":"#N/A"},{"$error":"#N/A"},{"$error":"#N/A"}]
[46,16,0,72.900001763008802,234.000022448751,40,40,0,1,-3.61298217773435,148.3699,158.8921,157.66127,1.4693E-3,1.9640000999999999E-4,-3.5889953613281,124.8813,132.85759999999999,131.73339999999999,1.4695000000000001E-3,0,-3.6149963378906,150.6447,161.41329999999999,160.20184,1.4716E-3,2.129E-4,-3.6109985351562202,147.62819999999999,158.07040000000001,156.93602000000001,1.4649999999999999E-3,1.9450000000000001E-4,-3.6109985351562202,149.1311,159.73500000000001,158.67078000000001,1.4662E-3,2.0570000000000001E-4,-3.6300109863281,142.34270000000001,152.22130000000001,151.09551999999999,1.4603999999999999E-3,1.551E-4,true,0.77463259658598349,31.422924901185766,27.786561264822137,9.4601542416452347,7.7501127289807403,75.3,8.4811605152158602,0.84616913146105444,-0.60671283497781403,39.310344827586192,27.931034482758584,0.45051194539249551,0.15629247078010611,18.808740780244925,19.595792788669982,19.682077590041715]
[46,20,0,90.000002656260094,275.20001494367199,0,0,0,{"$error":"#N/A"},{"$error":"#N/A"},{"$error":"#N/A"},{"$error":"#N/A"},{"$error":"#N/A"},{"$error":"#N/A"},{"$error":"#N/A"},{"$error":"#N/A"},{"$error":"#N/A"},{"$error":"#N/A"},{"$error":"#N/A"},{"$error":"#N/A"},{"$error":"#N/A"},{"$error":"#N/A"},{"$error":"#N/A"},{"$error":"#N/A"},{"$error":"#N/A"},{"$error":"#N/A"},{"$error":"#N/A"},{"$error":"#N/A"},{"$error":"#N/A"},{"$error":"#N/A"},{"$error":"#N/A"},{"$error":"#N/A"},{"$error":"#N/A"},{"$error":"#N/A"},{"$error":"#N/A"},{"$error":"#N/A"},{"$error":"#N/A"},{"$error":"#N/A"},{"$error":"#N/A"},{"$error":"#N/A"},{"$error":"#N/A"},{"$error":"#N/A"},{"$error":"#N/A"},{"$error":"#N/A"},{"$error":"#N/A"},false,{"$error":"#N/A"},{"$error":"#N/A"},{"$error":"#N/A"},{"$error":"#N/A"},{"$error":"#N/A"},{"$error":"#N/A"},{"$error":"#N/A"},{"$error":"#N/A"},{"$error":"#N/A"},{"$error":"#N/A"},{"$error":"#N/A"},{"$error":"#N/A"},{"$error":"#N/A"},{"$error":"#N/A"},{"$error":"#N/A"},{"$error":"#N/A"}]
[48,3,0,90.000002656260094,58.900000918077403,0,0,0,{"$error":"#N/A"},{"$error":"#N/A"},{"$error":"#N/A"},{"$error":"#N/A"},{"$error":"#N/A"},{"$error":"#N/A"},{"$error":"#N/A"},{"$error":"#N/A"},{"$error":"#N/A"},{"$error":"#N/A"},{"$error":"#N/A"},{"$error":"#N/A"},{"$error":"#N/A"},{"$error":"#N/A"},{"$error":"#N/A"},{"$error":"#N/A"},{"$error":"#N/A"},{"$error":"#N/A"},{"$error":"#N/A"},{"$error":"#N/A"},{"$error":"#N/A"},{"$error":"#N/A"},{"$error":"#N/A"},{"$error":"#N/A"},{"$error":"#N/A"},{"$error":"#N/A"},{"$error":"#N/A"},{"$error":"#N/A"},{"$error":"#N/A"},{"$error":"#N/A"},{"$error":"#N/A"},{"$error":"#N/A"},{"$error":"#N/A"},{"$error":"#N/A"},{"$error":"#N/A"},{"$error":"#N/A"},{"$error":"#N/A"},false,{"$error":"#N/A"},{"$error":"#N/A"},{"$error":"#N/A"},{"$error":"#N/A"},{"$error":"#N/A"},{"$error":"#N/A"},{"$error":"#N/A"},{"$error":"#N/A"},{"$error":"#N/A"},{"$error":"#N/A"},{"$error":"#N/A"},{"$error":"#N/A"},{"$error":"#N/A"},{"$error":"#N/A"},{"$error":"#N/A"},{"$error":"#N/A"}]
[48,4,0,90.000002656260094,72.900001763008802,0,0,0,{"$error":"#N/A"},{"$error":"#N/A"},{"$error":"#N/A"},{"$error":"#N/A"},{"$error":"#N/A"},{"$error":"#N/A"},{"$error":"#N/A"},{"$error":"#N/A"},{"$error":"#N/A"},{"$error":"#N/A"},{"$error":"#N/A"},{"$error":"#N/A"},{"$error":"#N/A"},{"$error":"#N/A"},{"$error":"#N/A"},{"$error":"#N/A"},{"$error":"#N/A"},{"$error":"#N/A"},{"$error":"#N/A"},{"$error":"#N/A"},{"$error":"#N/A"},{"$error":"#N/A"},{"$error":"#N/A"},{"$error":"#N/A"},{"$error":"#N/A"},{"$error":"#N/A"},{"$error":"#N/A"},{"$error":"#N/A"},{"$error":"#N/A"},{"$error":"#N/A"},{"$error":"#N/A"},{"$error":"#N/A"},{"$error":"#N/A"},{"$error":"#N/A"},{"$error":"#N/A"},{"$error":"#N/A"},{"$error":"#N/A"},false,{"$error":"#N/A"},{"$error":"#N/A"},{"$error":"#N/A"},{"$error":"#N/A"},{"$error":"#N/A"},{"$error":"#N/A"},{"$error":"#N/A"},{"$error":"#N/A"},{"$error":"#N/A"},{"$error":"#N/A"},{"$error":"#N/A"},{"$error":"#N/A"},{"$error":"#N/A"},{"$error":"#N/A"},{"$error":"#N/A"},{"$error":"#N/A"}]
[48,22,0,90.000002656260094,301.10001456398601,0,0,0,{"$error":"#N/A"},{"$error":"#N/A"},{"$error":"#N/A"},{"$error":"#N/A"},{"$error":"#N/A"},{"$error":"#N/A"},{"$error":"#N/A"},{"$error":"#N/A"},{"$error":"#N/A"},{"$error":"#N/A"},{"$error":"#N/A"},{"$error":"#N/A"},{"$error":"#N/A"},{"$error":"#N/A"},{"$error":"#N/A"},{"$error":"#N/A"},{"$error":"#N/A"},{"$error":"#N/A"},{"$error":"#N/A"},{"$error":"#N/A"},{"$error":"#N/A"},{"$error":"#N/A"},{"$error":"#N/A"},{"$error":"#N/A"},{"$error":"#N/A"},{"$error":"#N/A"},{"$error":"#N/A"},{"$error":"#N/A"},{"$error":"#N/A"},{"$error":"#N/A"},{"$error":"#N/A"},{"$error":"#N/A"},{"$error":"#N/A"},{"$error":"#N/A"},{"$error":"#N/A"},{"$error":"#N/A"},{"$error":"#N/A"},false,{"$error":"#N/A"},{"$error":"#N/A"},{"$error":"#N/A"},{"$error":"#N/A"},{"$error":"#N/A"},{"$error":"#N/A"},{"$error":"#N/A"},{"$error":"#N/A"},{"$error":"#N/A"},{"$error":"#N/A"},{"$error":"#N/A"},{"$error":"#N/A"},{"$error":"#N/A"},{"$error":"#N/A"},{"$error":"#N/A"},{"$error":"#N/A"}]
[49,15,0,63.700002873033299,221.39999060336299,360,147,480.73543999999998,0.40833332999999999,2.6350036621093902,2889.2714999999998,3101.056,3090.3429999999998,2.16715E-2,1.1191E-3,2.8109985351562701,2744.0317,2943.8894,2932.6801999999998,2.1679299999999999E-2,0,2.6090026855468902,2904.8969999999999,3118.038,3107.1610000000001,2.1696500000000001E-2,1.2136E-3,2.6490112304687701,2871.0886,3081.4504000000002,3071.5952000000002,2.16352E-2,1.0163999E-3,2.6509948730468902,2881.1147000000001,3092.1794,3082.009,2.1656100000000001E-2,1.0719E-3,2.5259948730468902,2845.9875000000002,3055.68,3046.8429999999998,2.1558299999999999E-2,9.0079999999999999E-4,true,0.34546296487390721,38.281706604324953,26.756277030976033,19.401822058424067,7.7867501647989386,75.3,20.365114824412473,0.38076158703517315,-0.71886049345773173,34.130879345603127,27.862985685071539,0.2833345658926234,0.11522595810384839,5.2929344803123026,5.3387399676088378,5.3760652116108698]
[50,8,0,81.499997980103103,113.800000207024,96,47,331.50810000000001,0.48958333999999998,-5.9279846191405996,714.89954,788.00599999999997,778.3913,5.9252000000000003E-3,2.3049999999999999E-4,-5.8979858398437202,685.35979999999995,755.29600000000005,746.74839999999995,5.9262000000000004E-3,0,-5.9360107421874702,718.62530000000004,792.14149999999995,783.04650000000004,5.9265000000000003E-3,2.5769999999999998E-4,-5.9270080566405996,708.65509999999995,781.1046,772.39859999999999,5.927E-3,1.8000000000000001E-4,-5.9230102539062202,711.88639999999998,784.66399999999999,775.48379999999997,5.9239999999999996E-3,2.0799999999999999E-4,-5.9589904785155996,704.81299999999999,776.92773,768.35950000000003,5.9220999999999996E-3,1.549E-4,true,1.2201303035763651,39.359698681732574,24.726930320150664,43.166666666666643,10.554908808692275,75.3,26.705856832971801,1.1316887683769146,2.3619069771247618,43.157894736846188,45.78947368421268,-8.4359709802583893E-3,2.1935375010551095E-2,4.3101068956772854,4.3307524467228635,4.2374245462059319]
[51,0,0,90.000002656260094,345.39999253615701,0,0,0,{"$error":"#N/A"},{"$error":"#N/A"},{"$error":"#N/A"},{"$error":"#N/A"},{"$error":"#N/A"},{"$error":"#N/A"},{"$error":"#N/A"},{"$error":"#N/A"},{"$error":"#N/A"},{"$error":"#N/A"},{"$error":"#N/A"},{"$error":"#N/A"},{"$error":"#N/A"},{"$error":"#N/A"},{"$error":"#N/A"},{"$error":"#N/A"},{"$error":"#N/A"},{"$error":"#N/A"},{"$error":"#N/A"},{"$error":"#N/A"},{"$error":"#N/A"},{"$error":"#N/A"},{"$error":"#N/A"},{"$error":"#N/A"},{"$error":"#N/A"},{"$error":"#N/A"},{"$error":"#N/A"},{"$error":"#N/A"},{"$error":"#N/A"},{"$error":"#N/A"},{"$error":"#N/A"},{"$error":"#N/A"},{"$error":"#N/A"},{"$error":"#N/A"},{"$error":"#N/A"},{"$error":"#N/A"},{"$error":"#N/A"},false,{"$error":"#N/A"},{"$error":"#N/A"},{"$error":"#N/A"},{"$error":"#N/A"},{"$error":"#N/A"},{"$error":"#N/A"},{"$error":"#N/A"},{"$error":"#N/A"},{"$error":"#N/A"},{"$error":"#N/A"},{"$error":"#N/A"},{"$error":"#N/A"},{"$error":"#N/A"},{"$error":"#N/A"},{"$error":"#N/A"},{"$error":"#N/A"}]
[51,19,0,90.000002656260094,266.40000164553999,0,0,0,{"$error":"#N/A"},{"$error":"#N/A"},{"$error":"#N/A"},{"$error":"#N/A"},{"$error":"#N/A"},{"$error":"#N/A"},{"$error":"#N/A"},{"$error":"#N/A"},{"$error":"#N/A"},{"$error":"#N/A"},{"$error":"#N/A"},{"$error":"#N/A"},{"$error":"#N/A"},{"$error":"#N/A"},{"$error":"#N/A"},{"$error":"#N/A"},{"$error":"#N/A"},{"$error":"#N/A"},{"$error":"#N/A"},{"$error":"#N/A"},{"$error":"#N/A"},{"$error":"#N/A"},{"$error":"#N/A"},{"$error":"#N/A"},{"$error":"#N/A"},{"$error":"#N/A"},{"$error":"#N/A"},{"$error":"#N/A"},{"$error":"#N/A"},{"$error":"#N/A"},{"$error":"#N/A"},{"$error":"#N/A"},{"$error":"#N/A"},{"$error":"#N/A"},{"$error":"#N/A"},{"$error":"#N/A"},{"$error":"#N/A"},false,{"$error":"#N/A"},{"$error":"#N/A"},{"$error":"#N/A"},{"$error":"#N/A"},{"$error":"#N/A"},{"$error":"#N/A"},{"$f":" IF($AZ$2, 1, AZ1224/100) * (1 + N1224/O1224)","v":{"$error":"#N/A"}},{"$error":"#N/A"},{"$error":"#N/A"},{"$error":"#N/A"},{"$error":"#N/A"},{"$error":"#N/A"},{"$error":"#N/A"},{"$error":"#N/A"},{"$error":"#N/A"},{"$error":"#N/A"}]
[52,12,0,52.9999997293665,170.90000282050499,256,233,38.217723999999997,0.91015625,5.6759887695312701,1369.5365999999999,1457.9407000000001,1451.9938999999999,1.0152899999999999E-2,1.0330999999999999E-3,5.8409973144531397,1234.0046,1313.1116999999999,1306.4622999999999,1.01493E-2,0,5.6570068359375201,1381.1439,1470.3707999999999,1464.3876,1.01508E-2,1.1238000000000001E-3,5.6719909667968897,1364.5920000000001,1452.7056,1447.5966000000001,1.0151E-2,9.9700000000000006E-4,5.6950012207031397,1376.8996999999999,1465.6876999999999,1460.1477,1.01487E-2,1.0935000000000001E-3,5.4729858398437701,1331.2068999999999,1418.0628999999999,1412.6367,1.01352E-2,7.5759999999999998E-4,true,0.40789038950625128,30.902054182792497,27.127121167013989,12.718154463390174,8.0708311087382292,75.3,10.827606233665668,0.50638494805887535,-1.0664602961665404,31.555555555555355,31.703703703703912,-1.9702492365381019E-3,-2.0688024589188281E-2,10.983103304477142,11.029450122179261,11.139364679715598]
[53,2,0,90.000002656260094,38.6999951194828,0,0,0,{"$error":"#N/A"},{"$error":"#N/A"},{"$error":"#N/A"},{"$error":"#N/A"},{"$error":"#N/A"},{"$error":"#N/A"},{"$error":"#N/A"},{"$error":"#N/A"},{"$error":"#N/A"},{"$error":"#N/A"},{"$error":"#N/A"},{"$error":"#N/A"},{"$error":"#N/A"},{"$error":"#N/A"},{"$error":"#N/A"},{"$error":"#N/A"},{"$error":"#N/A"},{"$error":"#N/A"},{"$error":"#N/A"},{"$error":"#N/A"},{"$error":"#N/A"},{"$error":"#N/A"},{"$error":"#N/A"},{"$error":"#N/A"},{"$error":"#N/A"},{"$error":"#N/A"},{"$error":"#N/A"},{"$error":"#N/A"},{"$error":"#N/A"},{"$error":"#N/A"},{"$error":"#N/A"},{"$error":"#N/A"},{"$error":"#N/A"},{"$error":"#N/A"},{"$error":"#N/A"},{"$error":"#N/A"},{"$error":"#N/A"},false,{"$error":"#N/A"},{"$error":"#N/A"},{"$error":"#N/A"},{"$error":"#N/A"},{"$error":"#N/A"},{"$error":"#N/A"},{"$error":"#N/A"},{"$error":"#N/A"},{"$error":"#N/A"},{"$error":"#N/A"},{"$error":"#N/A"},{"$error":"#N/A"},{"$error":"#N/A"},{"$error":"#N/A"},{"$error":"#N/A"},{"$error":"#N/A"}]
[53,23,0,90.000002656260094,321.29998636341702,0,0,0,{"$error":"#N/A"},{"$error":"#N/A"},{"$error":"#N/A"},{"$error":"#N/A"},{"$error":"#N/A"},{"$error":"#N/A"},{"$error":"#N/A"},{"$error":"#N/A"},{"$error":"#N/A"},{"$error":"#N/A"},{"$error":"#N/A"},{"$error":"#N/A"},{"$error":"#N/A"},{"$error":"#N/A"},{"$error":"#N/A"},{"$error":"#N/A"},{"$error":"#N/A"},{"$error":"#N/A"},{"$error":"#N/A"},{"$error":"#N/A"},{"$error":"#N/A"},{"$error":"#N/A"},{"$error":"#N/A"},{"$error":"#N/A"},{"$error":"#N/A"},{"$error":"#N/A"},{"$error":"#N/A"},{"$error":"#N/A"},{"$error":"#N/A"},{"$error":"#N/A"},{"$error":"#N/A"},{"$error":"#N/A"},{"$error":"#N/A"},{"$error":"#N/A"},{"$error":"#N/A"},{"$error":"#N/A"},{"$error":"#N/A"},false,{"$error":"#N/A"},{"$error":"#N/A"},{"$error":"#N/A"},{"$error":"#N/A"},{"$error":"#N/A"},{"$error":"#N/A"},{"$error":"#N/A"},{"$error":"#N/A"},{"$error":"#N/A"},{"$error":"#N/A"},{"$error":"#N/A"},{"$error":"#N/A"},{"$error":"#N/A"},{"$error":"#N/A"},{"$error":"#N/A"},{"$error":"#N/A"}]
[54,16,0,70.699998438475603,235.50000727434801,252,95,475.01710000000003,0.37698411999999998,16.163995361328102,2470.5075999999999,2542.9702000000002,2536.8542000000002,1.89713E-2,6.1799999999999995E-4,16.269982910156202,2389.375,2458.6958,2452.1912000000002,1.8970299999999999E-2,0,16.155999755859298,2478.0088000000001,2550.7350000000001,2544.8517999999999,1.8978498999999999E-2,6.6839997E-4,16.192010498046798,2451.2069999999999,2522.8827999999999,2517.3742999999999,1.8953599000000002E-2,4.8859999999999995E-4,16.184014892578102,2458.5444000000002,2530.4866000000002,2524.8923,1.8959500000000001E-2,5.3859999999999997E-4,16.132012939453102,2443.5095000000001,2515.4492,2510.0610000000001,1.8935299999999999E-2,4.482E-4,true,0.24050616086653256,44.35840376106195,24.469026548672563,36.799011461318052,7.5403908231773347,75.3,31.697896440129451,0.26455489125575254,-0.76229416539408901,37.850826446279804,27.561570247934441,0.13137346632687841,3.7932399184992249E-2,3.3955574156421622,3.4276058062978039,3.4525448097195683]
[55,4,0,90.000002656260094,70.699998438475603,0,0,0,{"$error":"#N/A"},{"$error":"#N/A"},{"$error":"#N/A"},{"$error":"#N/A"},{"$error":"#N/A"},{"$error":"#N/A"},{"$error":"#N/A"},{"$error":"#N/A"},{"$error":"#N/A"},{"$error":"#N/A"},{"$error":"#N/A"},{"$error":"#N/A"},{"$error":"#N/A"},{"$error":"#N/A"},{"$error":"#N/A"},{"$error":"#N/A"},{"$error":"#N/A"},{"$error":"#N/A"},{"$error":"#N/A"},{"$error":"#N/A"},{"$error":"#N/A"},{"$error":"#N/A"},{"$error":"#N/A"},{"$error":"#N/A"},{"$error":"#N/A"},{"$error":"#N/A"},{"$error":"#N/A"},{"$error":"#N/A"},{"$error":"#N/A"},{"$error":"#N/A"},{"$error":"#N/A"},{"$error":"#N/A"},{"$error":"#N/A"},{"$error":"#N/A"},{"$error":"#N/A"},{"$error":"#N/A"},{"$error":"#N/A"},false,{"$error":"#N/A"},{"$error":"#N/A"},{"$error":"#N/A"},{"$error":"#N/A"},{"$error":"#N/A"},{"$error":"#N/A"},{"$error":"#N/A"},{"$error":"#N/A"},{"$error":"#N/A"},{"$error":"#N/A"},{"$error":"#N/A"},{"$error":"#N/A"},{"$error":"#N/A"},{"$error":"#N/A"},{"$error":"#N/A"},{"$error":"#N/A"}]
[56,3,0,90.000002656260094,56.499999940599402,0,0,0,{"$error":"#N/A"},{"$error":"#N/A"},{"$error":"#N/A"},{"$error":"#N/A"},{"$error":"#N/A"},{"$error":"#N/A"},{"$error":"#N/A"},{"$error":"#N/A"},{"$error":"#N/A"},{"$error":"#N/A"},{"$error":"#N/A"},{"$error":"#N/A"},{"$error":"#N/A"},{"$error":"#N/A"},{"$error":"#N/A"},{"$error":"#N/A"},{"$error":"#N/A"},{"$error":"#N/A"},{"$error":"#N/A"},{"$error":"#N/A"},{"$error":"#N/A"},{"$error":"#N/A"},{"$error":"#N/A"},{"$error":"#N/A"},{"$error":"#N/A"},{"$error":"#N/A"},{"$error":"#N/A"},{"$error":"#N/A"},{"$error":"#N/A"},{"$error":"#N/A"},{"$error":"#N/A"},{"$error":"#N/A"},{"$error":"#N/A"},{"$error":"#N/A"},{"$error":"#N/A"},{"$error":"#N/A"},{"$error":"#N/A"},false,{"$error":"#N/A"},{"$error":"#N/A"},{"$error":"#N/A"},{"$error":"#N/A"},{"$error":"#N/A"},{"$error":"#N/A"},{"$error":"#N/A"},{"$error":"#N/A"},{"$error":"#N/A"},{"$error":"#N/A"},{"$error":"#N/A"},{"$error":"#N/A"},{"$error":"#N/A"},{"$error":"#N/A"},{"$error":"#N/A"},{"$error":"#N/A"}]
[56,20,0,90.000002656260094,278.20002345105502,0,0,0,{"$error":"#N/A"},{"$error":"#N/A"},{"$error":"#N/A"},{"$error":"#N/A"},{"$error":"#N/A"},{"$error":"#N/A"},{"$error":"#N/A"},{"$error":"#N/A"},{"$error":"#N/A"},{"$error":"#N/A"},{"$error":"#N/A"},{"$error":"#N/A"},{"$error":"#N/A"},{"$error":"#N/A"},{"$error":"#N/A"},{"$error":"#N/A"},{"$error":"#N/A"},{"$error":"#N/A"},{"$error":"#N/A"},{"$error":"#N/A"},{"$error":"#N/A"},{"$error":"#N/A"},{"$error":"#N/A"},{"$error":"#N/A"},{"$error":"#N/A"},{"$error":"#N/A"},{"$error":"#N/A"},{"$error":"#N/A"},{"$error":"#N/A"},{"$error":"#N/A"},{"$error":"#N/A"},{"$error":"#N/A"},{"$error":"#N/A"},{"$error":"#N/A"},{"$error":"#N/A"},{"$error":"#N/A"},{"$error":"#N/A"},false,{"$error":"#N/A"},{"$error":"#N/A"},{"$error":"#N/A"},{"$error":"#N/A"},{"$error":"#N/A"},{"$error":"#N/A"},{"$error":"#N/A"},{"$error":"#N/A"},{"$error":"#N/A"},{"$error":"#N/A"},{"$error":"#N/A"},{"$error":"#N/A"},{"$error":"#N/A"},{"$error":"#N/A"},{"$error":"#N/A"},{"$error":"#N/A"}]
[57,6,0,90.000002656260094,91.800005817880304,0,0,0,{"$error":"#N/A"},{"$error":"#N/A"},{"$error":"#N/A"},{"$error":"#N/A"},{"$error":"#N/A"},{"$error":"#N/A"},{"$error":"#N/A"},{"$error":"#N/A"},{"$error":"#N/A"},{"$error":"#N/A"},{"$error":"#N/A"},{"$error":"#N/A"},{"$error":"#N/A"},{"$error":"#N/A"},{"$error":"#N/A"},{"$error":"#N/A"},{"$error":"#N/A"},{"$error":"#N/A"},{"$error":"#N/A"},{"$error":"#N/A"},{"$error":"#N/A"},{"$error":"#N/A"},{"$error":"#N/A"},{"$error":"#N/A"},{"$error":"#N/A"},{"$error":"#N/A"},{"$error":"#N/A"},{"$error":"#N/A"},{"$error":"#N/A"},{"$error":"#N/A"},{"$error":"#N/A"},{"$error":"#N/A"},{"$error":"#N/A"},{"$error":"#N/A"},{"$error":"#N/A"},{"$error":"#N/A"},{"$error":"#N/A"},false,{"$error":"#N/A"},{"$error":"#N/A"},{"$error":"#N/A"},{"$error":"#N/A"},{"$error":"#N/A"},{"$error":"#N/A"},{"$error":"#N/A"},{"$error":"#N/A"},{"$error":"#N/A"},{"$error":"#N/A"},{"$error":"#N/A"},{"$error":"#N/A"},{"$error":"#N/A"},{"$error":"#N/A"},{"$error":"#N/A"},{"$error":"#N/A"}]
[58,7,0,90.000002656260094,101.600002523713,1,1,0,1,{"$error":"#N/A"},{"$error":"#N/A"},{"$error":"#N/A"},{"$error":"#N/A"},{"$error":"#N/A"},{"$error":"#N/A"},{"$error":"#N/A"},{"$error":"#N/A"},{"$error":"#N/A"},{"$error":"#N/A"},{"$error":"#N/A"},{"$error":"#N/A"},{"$error":"#N/A"},{"$error":"#N/A"},{"$error":"#N/A"},{"$error":"#N/A"},{"$error":"#N/A"},{"$error":"#N/A"},{"$error":"#N/A"},{"$error":"#N/A"},{"$error":"#N/A"},{"$error":"#N/A"},{"$error":"#N/A"},{"$error":"#N/A"},{"$error":"#N/A"},{"$error":"#N/A"},{"$error":"#N/A"},{"$error":"#N/A"},{"$error":"#N/A"},{"$error":"#N/A"},{"$error":"#N/A"},{"$error":"#N/A"},{"$error":"#N/A"},{"$error":"#N/A"},{"$error":"#N/A"},{"$error":"#N/A"},false,{"$error":"#N/A"},{"$error":"#N/A"},{"$error":"#N/A"},{"$error":"#N/A"},{"$error":"#N/A"},{"$error":"#N/A"},{"$error":"#N/A"},{"$error":"#N/A"},{"$error":"#N/A"},{"$error":"#N/A"},{"$error":"#N/A"},{"$error":"#N/A"},{"$error":"#N/A"},{"$error":"#N/A"},{"$error":"#N/A"},{"$error":"#N/A"}]
[59,0,0,90.000002656260094,346.39999537195098,0,0,0,{"$error":"#N/A"},{"$error":"#N/A"},{"$error":"#N/A"},{"$error":"#N/A"},{"$error":"#N/A"},{"$error":"#N/A"},{"$error":"#N/A"},{"$error":"#N/A"},{"$error":"#N/A"},{"$error":"#N/A"},{"$error":"#N/A"},{"$error":"#N/A"},{"$error":"#N/A"},{"$error":"#N/A"},{"$error":"#N/A"},{"$error":"#N/A"},{"$error":"#N/A"},{"$error":"#N/A"},{"$error":"#N/A"},{"$error":"#N/A"},{"$error":"#N/A"},{"$error":"#N/A"},{"$error":"#N/A"},{"$error":"#N/A"},{"$error":"#N/A"},{"$error":"#N/A"},{"$error":"#N/A"},{"$error":"#N/A"},{"$error":"#N/A"},{"$error":"#N/A"},{"$error":"#N/A"},{"$error":"#N/A"},{"$error":"#N/A"},{"$error":"#N/A"},{"$error":"#N/A"},{"$error":"#N/A"},{"$error":"#N/A"},false,{"$error":"#N/A"},{"$error":"#N/A"},{"$error":"#N/A"},{"$error":"#N/A"},{"$error":"#N/A"},{"$error":"#N/A"},{"$error":"#N/A"},{"$error":"#N/A"},{"$error":"#N/A"},{"$error":"#N/A"},{"$error":"#N/A"},{"$error":"#N/A"},{"$error":"#N/A"},{"$error":"#N/A"},{"$error":"#N/A"},{"$error":"#N/A"}]
[59,9,0,69.1999990418077,122.90000269903901,141,137,11.264212000000001,0.97163120000000003,6.8659912109375201,685.19579999999996,726.6875,721.94037000000003,5.1909E-3,7.339E-4,6.9869934082031397,591.10299999999995,626.5104,621.16129999999998,5.1929997E-3,0,6.8579956054687701,694.50670000000002,736.59973000000002,731.68604000000005,5.2036000000000001E-3,7.9359999999999999E-4,6.8760009765625201,682.57500000000005,723.8845,719.14746000000002,5.1728E-3,7.3150000000000005E-4,6.8789916992187701,690.95860000000005,732.78394000000003,728.18460000000005,5.1833000000000001E-3,7.8629999999999998E-4,6.7719970703125201,665.55859999999996,706.04399999999998,701.5729,5.1520000000000003E-3,6.2049999999999996E-4,true,0.65325604197126963,30.440289505428225,26.694813027744274,8.4894053315105911,7.5226814516129004,75.3,8.0730344733614938,0.85379269043259642,-1.6189392762006665,36.485623003194945,26.645367412140519,0.59542220847510485,0.24406180336690175,15.918173313280429,15.989694664286496,16.224299549891477]
[59,19,0,90.000002656260094,268.50000371508901,0,0,0,{"$error":"#N/A"},{"$error":"#N/A"},{"$error":"#N/A"},{"$error":"#N/A"},{"$error":"#N/A"},{"$error":"#N/A"},{"$error":"#N/A"},{"$error":"#N/A"},{"$error":"#N/A"},{"$error":"#N/A"},{"$error":"#N/A"},{"$error":"#N/A"},{"$error":"#N/A"},{"$error":"#N/A"},{"$error":"#N/A"},{"$error":"#N/A"},{"$error":"#N/A"},{"$error":"#N/A"},{"$error":"#N/A"},{"$error":"#N/A"},{"$error":"#N/A"},{"$error":"#N/A"},{"$error":"#N/A"},{"$error":"#N/A"},{"$error":"#N/A"},{"$error":"#N/A"},{"$error":"#N/A"},{"$error":"#N/A"},{"$error":"#N/A"},{"$error":"#N/A"},{"$error":"#N/A"},{"$error":"#N/A"},{"$error":"#N/A"},{"$error":"#N/A"},{"$error":"#N/A"},{"$error":"#N/A"},{"$error":"#N/A"},false,{"$error":"#N/A"},{"$error":"#N/A"},{"$error":"#N/A"},{"$error":"#N/A"},{"$error":"#N/A"},{"$error":"#N/A"},{"$f":" IF($AZ$2, 1, AZ1416/100) * (1 + N1416/O1416)","v":{"$error":"#N/A"}},{"$error":"#N/A"},{"$error":"#N/A"},{"$error":"#N/A"},{"$error":"#N/A"},{"$error":"#N/A"},{"$error":"#N/A"},{"$error":"#N/A"},{"$error":"#N/A"},{"$error":"#N/A"}]
[60,12,0,50.000000936030801,170.600013626623,413,312,157.12810999999999,0.75544789999999995,20.146997070312501,2293.5173,2330.6219999999998,2326.0482999999999,1.66777E-2,1.5612E-3,20.407006835937501,2088.7516999999998,2120.8085999999998,2116.5250000000001,1.6675599999999999E-2,0,20.102014160156202,2312.1671999999999,2349.9087,2345.8085999999998,1.6677899999999999E-2,1.7033E-3,20.144006347656202,2283.5623000000001,2320.5441999999998,2316.7507000000001,1.6674600000000001E-2,1.4884E-3,20.169000244140602,2304.4564999999998,2341.5652,2337.7233999999999,1.6674100000000001E-2,1.6482000000000001E-3,19.790979003906202,2234.8085999999998,2273.6057000000001,2269.8969999999999,1.6651200000000001E-2,1.1398999999999999E-3,true,0.19624374952265608,31.084005508557933,26.856187290969903,14.438323031443169,8.3426290142664232,75.3,11.682615936459134,0.20197956571846001,-6.7009337697699442E-2,31.659388646287496,30.218340611353934,1.9790579684064724E-2,1.1991917447606859E-3,9.8032523444505255,9.8930851185722286,9.8994011410212419]
[61,11,0,53.299998637295403,151.899987796603,310,283,45.178820000000002,0.91290325000000005,11.9500061035156,1611.8670999999999,1682.1249,1675.3434,1.1612600000000001E-2,1.4241E-3,12.1979919433593,1425.1161999999999,1486.2420999999999,1478.9090000000001,1.16107E-2,0,11.9320007324218,1628.8140000000001,1699.9097999999999,1692.7628,1.1621599999999999E-2,1.5444E-3,11.9569946289062,1603.9014,1673.7869000000001,1667.4408000000001,1.1574900000000001E-2,1.4009999999999999E-3,11.9779907226562,1620.9177,1691.4081000000001,1684.5717,1.1585900999999999E-2,1.5200999999999999E-3,11.7109924316406,1567.1782000000001,1636.7816,1629.4702,1.15364E-2,1.1590000000000001E-3,true,0.40315080051428109,30.672943782885632,26.701744669066741,10.235546038543909,7.7894327894327926,75.3,9.1543430938838579,0.4933987538100173,-0.82616072798997564,37.211773499525478,27.777620654128476,0.40345920915081379,7.7442004543248899E-2,13.10425774403519,13.179737002470871,13.282385866878885]
[61,23,0,90.000002656260094,323.40000786105998,0,0,0,{"$error":"#N/A"},{"$error":"#N/A"},{"$error":"#N/A"},{"$error":"#N/A"},{"$error":"#N/A"},{"$error":"#N/A"},{"$error":"#N/A"},{"$error":"#N/A"},{"$error":"#N/A"},{"$error":"#N/A"},{"$error":"#N/A"},{"$error":"#N/A"},{"$error":"#N/A"},{"$error":"#N/A"},{"$error":"#N/A"},{"$error":"#N/A"},{"$error":"#N/A"},{"$error":"#N/A"},{"$error":"#N/A"},{"$error":"#N/A"},{"$error":"#N/A"},{"$error":"#N/A"},{"$error":"#N/A"},{"$error":"#N/A"},{"$error":"#N/A"},{"$error":"#N/A"},{"$error":"#N/A"},{"$error":"#N/A"},{"$error":"#N/A"},{"$error":"#N/A"},{"$error":"#N/A"},{"$error":"#N/A"},{"$error":"#N/A"},{"$error":"#N/A"},{"$error":"#N/A"},{"$error":"#N/A"},{"$error":"#N/A"},false,{"$error":"#N/A"},{"$error":"#N/A"},{"$error":"#N/A"},{"$error":"#N/A"},{"$error":"#N/A"},{"$error":"#N/A"},{"$error":"#N/A"},{"$error":"#N/A"},{"$error":"#N/A"},{"$error":"#N/A"},{"$error":"#N/A"},{"$error":"#N/A"},{"$error":"#N/A"},{"$error":"#N/A"},{"$error":"#N/A"},{"$error":"#N/A"}]
[62,16,0,68.299997460997602,237.60000934389799,143,137,16.227323999999999,0.95804197000000002,8.4099975585937692,704.81079999999997,743.92737,739.61596999999995,5.3121000000000002E-3,7.649E-4,8.5339904785156406,606.53840000000002,639.8252,635.46280000000002,5.3131999999999997E-3,0,8.3980041503906406,714.12220000000002,753.79870000000005,749.18493999999998,5.3222002000000001E-3,8.2709999999999999E-4,8.4120117187500192,701.83040000000005,740.77880000000005,736.52380000000005,5.2900000000000004E-3,7.6400000000000003E-4,8.4160095214843906,709.60910000000001,748.99220000000003,744.97680000000003,5.3033999999999998E-3,8.1070000000000003E-4,8.3050170898437692,683.8904,722.06286999999998,717.66830000000004,5.2677999999999996E-3,6.4700003999999995E-4,true,0.57954582313593983,31.001832865444801,27.147219828276075,8.2591623036649242,7.520251481078466,75.3,7.9448293894626749,0.68181121968937441,-0.81248112806278205,35.280955056179828,26.235955056179982,0.6086994328922346,0.18977489798297498,16.202172855008019,16.27040791766251,16.39012858030398]
[63,13,0,48.900001702275901,189.50001282447101,634,138,754.51580000000001,0.21766561000000001,22.343011474609298,3663.2512000000002,3695.346,3684.1849999999999,2.6703600000000001E-2,2.0351000000000002E-3,22.627008056640602,3396.8609999999999,3423.5115000000001,3414.7266,2.6685901000000001E-2,0,22.274987792968702,3688.498,3721.607,3711.6289999999999,2.66991E-2,2.2346000000000002E-3,22.360986328125001,3639.4214000000002,3671.0945000000002,3660.5412999999999,2.6699500000000001E-2,1.8554000000000001E-3,22.383996582031202,3664.9077000000002,3696.5254,3685.9946,2.66828E-2,2.0688999999999998E-3,21.929010009765602,3579.6815999999999,3615.944,3606.6938,2.66733E-2,1.4208000000000001E-3,true,0.30202855158894615,32.556704212312923,26.70575528467829,20.437641478926373,8.9277723082430871,75.3,14.1215173701538,0.25660495079394668,0.64145016764151686,47.157894736844099,47.578947368424238,-1.4981553961734839E-3,-1.6854500713514575E-2,7.8422461207567888,7.9402245326180427,7.8910680579815669]
[64,3,0,90.000002656260094,53.800004912215897,0,0,0,{"$error":"#N/A"},{"$error":"#N/A"},{"$error":"#N/A"},{"$error":"#N/A"},{"$error":"#N/A"},{"$error":"#N/A"},{"$error":"#N/A"},{"$error":"#N/A"},{"$error":"#N/A"},{"$error":"#N/A"},{"$error":"#N/A"},{"$error":"#N/A"},{"$error":"#N/A"},{"$error":"#N/A"},{"$error":"#N/A"},{"$error":"#N/A"},{"$error":"#N/A"},{"$error":"#N/A"},{"$error":"#N/A"},{"$error":"#N/A"},{"$error":"#N/A"},{"$error":"#N/A"},{"$error":"#N/A"},{"$error":"#N/A"},{"$error":"#N/A"},{"$error":"#N/A"},{"$error":"#N/A"},{"$error":"#N/A"},{"$error":"#N/A"},{"$error":"#N/A"},{"$error":"#N/A"},{"$error":"#N/A"},{"$error":"#N/A"},{"$error":"#N/A"},{"$error":"#N/A"},{"$error":"#N/A"},{"$error":"#N/A"},false,{"$error":"#N/A"},{"$error":"#N/A"},{"$error":"#N/A"},{"$error":"#N/A"},{"$error":"#N/A"},{"$error":"#N/A"},{"$error":"#N/A"},{"$error":"#N/A"},{"$error":"#N/A"},{"$error":"#N/A"},{"$error":"#N/A"},{"$error":"#N/A"},{"$error":"#N/A"},{"$error":"#N/A"},{"$error":"#N/A"},{"$error":"#N/A"}]
[64,20,0,90.000002656260094,280.40000249047102,0,0,0,{"$error":"#N/A"},{"$error":"#N/A"},{"$error":"#N/A"},{"$error":"#N/A"},{"$error":"#N/A"},{"$error":"#N/A"},{"$error":"#N/A"},{"$error":"#N/A"},{"$error":"#N/A"},{"$error":"#N/A"},{"$error":"#N/A"},{"$error":"#N/A"},{"$error":"#N/A"},{"$error":"#N/A"},{"$error":"#N/A"},{"$error":"#N/A"},{"$error":"#N/A"},{"$error":"#N/A"},{"$error":"#N/A"},{"$error":"#N/A"},{"$error":"#N/A"},{"$error":"#N/A"},{"$error":"#N/A"},{"$error":"#N/A"},{"$error":"#N/A"},{"$error":"#N/A"},{"$error":"#N/A"},{"$error":"#N/A"},{"$error":"#N/A"},{"$error":"#N/A"},{"$error":"#N/A"},{"$error":"#N/A"},{"$error":"#N/A"},{"$error":"#N/A"},{"$error":"#N/A"},{"$error":"#N/A"},{"$error":"#N/A"},false,{"$error":"#N/A"},{"$error":"#N/A"},{"$error":"#N/A"},{"$error":"#N/A"},{"$error":"#N/A"},{"$error":"#N/A"},{"$error":"#N/A"},{"$error":"#N/A"},{"$error":"#N/A"},{"$error":"#N/A"},{"$error":"#N/A"},{"$error":"#N/A"},{"$error":"#N/A"},{"$error":"#N/A"},{"$error":"#N/A"},{"$error":"#N/A"}]
[65,15,0,58.599997153125102,225.10001275265699,39,39,0,1,-0.20599975585935201,124.98480000000001,132.12379999999999,131.08725000000001,1.2178E-3,2.5240000000000001E-4,-0.17301025390622701,94.998000000000005,99.266499999999994,98.525289999999998,1.2162E-3,0,-0.20899047851560201,127.6545,135.0497,134.05609000000001,1.2201E-3,2.721E-4,-0.20398559570310201,124.3352,131.4117,130.37589,1.2072999999999999E-3,2.5720000000000002E-4,-0.20300903320310201,126.8951,134.21600000000001,133.19308000000001,1.2144E-3,2.7159999999999999E-4,-0.23398437499997701,119.67829999999999,126.31669599999999,125.26915,1.1980999999999999E-3,2.273E-4,true,0.78452935807173052,30.112866817155759,26.749435665914227,5.7931570762052909,7.2399852995222336,75.3,5.8248811410459584,0.74668694876921748,0.22042753627795034,33.496932515337377,25.644171779141068,1.0602170131698951,0.18850913859519425,31.565717172993118,33.100089153944182,33.049341950680898]
[66,7,0,88.100003096679202,99.400004056203798,2,2,0,1,-1.8800109863281,0.55410000000000004,0.54300000000000004,0.54204326999999997,7.7100000000000004E-5,7.9999999999999996E-6,-1.8800109863281,0.45779999999999998,0.44840000000000002,0.44774659999999999,7.7100000000000004E-5,0,-1.8800109863281,0.56310000000000004,0.55159999999999998,0.55080370000000001,7.7000000000000001E-5,8.1000000000000004E-6,-1.8800109863281,0.55030000000000001,0.53920000000000001,0.53833365,7.7100000000000004E-5,7.3000000000000004E-6,-1.8800109863281,0.56010000000000004,0.54879999999999995,0.54795890000000003,7.7000000000000001E-5,7.9999999999999996E-6,-1.8800109863281,0.52500000000000002,0.51439999999999997,0.51379390000000003,7.7000000000000001E-5,6.0000000000000002E-6,true,0.17619337016575914,30.500000000000004,26.5,10.95890410958904,1.2345679012345734,75.3,10.637500000000001,0.14571810883140637,0.32418059244417763,{"$error":"#DIV/0!"},{"$error":"#DIV/0!"},-0.12970168612191912,-0.12987012987013546,21.035386631716918,21.097234611953617,21.060276057930977]
[67,0,0,90.000002656260094,347.299982381691,0,0,0,{"$error":"#N/A"},{"$error":"#N/A"},{"$error":"#N/A"},{"$error":"#N/A"},{"$error":"#N/A"},{"$error":"#N/A"},{"$error":"#N/A"},{"$error":"#N/A"},{"$error":"#N/A"},{"$error":"#N/A"},{"$error":"#N/A"},{"$error":"#N/A"},{"$error":"#N/A"},{"$error":"#N/A"},{"$error":"#N/A"},{"$error":"#N/A"},{"$error":"#N/A"},{"$error":"#N/A"},{"$error":"#N/A"},{"$error":"#N/A"},{"$error":"#N/A"},{"$error":"#N/A"},{"$error":"#N/A"},{"$error":"#N/A"},{"$error":"#N/A"},{"$error":"#N/A"},{"$error":"#N/A"},{"$error":"#N/A"},{"$error":"#N/A"},{"$error":"#N/A"},{"$error":"#N/A"},{"$error":"#N/A"},{"$error":"#N/A"},{"$error":"#N/A"},{"$error":"#N/A"},{"$error":"#N/A"},{"$error":"#N/A"},false,{"$error":"#N/A"},{"$error":"#N/A"},{"$error":"#N/A"},{"$error":"#N/A"},{"$error":"#N/A"},{"$error":"#N/A"},{"$error":"#N/A"},{"$error":"#N/A"},{"$error":"#N/A"},{"$error":"#N/A"},{"$error":"#N/A"},{"$error":"#N/A"},{"$error":"#N/A"},{"$error":"#N/A"},{"$error":"#N/A"},{"$error":"#N/A"}]
[67,17,0,76.999999790099494,250.500010955074,78,78,0,1,5.0949951171875201,362.75259999999997,385.88580000000002,384.07042999999999,3.0596E-3,3.388E-4,5.1549926757812701,319.92970000000003,339.9502,338.14812999999998,3.0574E-3,0,5.0880065917968897,366.53199999999998,389.94080000000002,388.16708,3.0605000999999999E-3,3.679E-4,5.0940185546875201,361.43340000000001,384.4726,382.91473000000002,3.0579000000000001E-3,3.301E-4,5.1010070800781397,364.74297999999999,388.01209999999998,386.55804000000001,3.0581000999999998E-3,3.5599999999999998E-4,5.0240112304687701,350.87540000000001,373.24169999999998,371.81290000000001,3.0531999999999998E-3,2.5090000000000003E-4,true,0.47044229147587963,31.132254995242626,27.535680304471931,11.451075431687375,7.9097580864365362,75.3,10.030696576151122,0.53009823203516715,-0.59839063871512022,34.897859227362829,29.591640986919217,8.5028941430387306E-2,2.9410226126114214E-2,13.385096788450696,13.512449764700838,13.580527563467529]
[68,11,0,50.800001261856799,150.69999216488699,117,117,0,1,5.2979980468750201,538.94763,574.04790000000003,570.53570000000002,4.2345999999999998E-3,5.5110000000000001E-4,5.4030090332031397,468.37150000000003,498.46890000000002,494.69380000000001,4.2322999999999996E-3,0,5.2929931640625201,545.18320000000006,580.72389999999996,577.13030000000003,4.2364000000000004E-3,5.9820000000000001E-4,5.3009887695312701,536.28899999999999,571.20180000000005,568.07399999999996,4.2181998E-3,5.4679999999999996E-4,5.3089843750000201,543.41290000000004,578.80119999999999,575.41949999999997,4.2220000000000001E-3,5.9860000000000002E-4,5.2010131835937701,522.95770000000005,557.13409999999999,553.47644000000003,4.2067003000000004E-3,4.5380000000000003E-4,true,0.61183047616758235,29.972375690607734,26.422651933701651,9.4001463057790993,7.8736208625877602,75.3,8.6839049174378502,0.75733912386510149,-1.2635832612702182,39.411949253907366,27.516160447590387,0.43146841930057356,4.2488905674642474E-2,15.068408304091937,15.162229780032416,15.331079548601581]
[69,4,0,90.000002656260094,66.499999156400904,0,0,0,{"$error":"#N/A"},{"$error":"#N/A"},{"$error":"#N/A"},{"$error":"#N/A"},{"$error":"#N/A"},{"$error":"#N/A"},{"$error":"#N/A"},{"$error":"#N/A"},{"$error":"#N/A"},{"$error":"#N/A"},{"$error":"#N/A"},{"$error":"#N/A"},{"$error":"#N/A"},{"$error":"#N/A"},{"$error":"#N/A"},{"$error":"#N/A"},{"$error":"#N/A"},{"$error":"#N/A"},{"$error":"#N/A"},{"$error":"#N/A"},{"$error":"#N/A"},{"$error":"#N/A"},{"$error":"#N/A"},{"$error":"#N/A"},{"$error":"#N/A"},{"$error":"#N/A"},{"$error":"#N/A"},{"$error":"#N/A"},{"$error":"#N/A"},{"$error":"#N/A"},{"$error":"#N/A"},{"$error":"#N/A"},{"$error":"#N/A"},{"$error":"#N/A"},{"$error":"#N/A"},{"$error":"#N/A"},{"$error":"#N/A"},false,{"$error":"#N/A"},{"$error":"#N/A"},{"$error":"#N/A"},{"$error":"#N/A"},{"$error":"#N/A"},{"$error":"#N/A"},{"$error":"#N/A"},{"$error":"#N/A"},{"$error":"#N/A"},{"$error":"#N/A"},{"$error":"#N/A"},{"$error":"#N/A"},{"$error":"#N/A"},{"$error":"#N/A"},{"$error":"#N/A"},{"$error":"#N/A"}]
[69,19,0,90.000002656260094,271.49999279437799,0,0,0,{"$error":"#N/A"},{"$error":"#N/A"},{"$error":"#N/A"},{"$error":"#N/A"},{"$error":"#N/A"},{"$error":"#N/A"},{"$error":"#N/A"},{"$error":"#N/A"},{"$error":"#N/A"},{"$error":"#N/A"},{"$error":"#N/A"},{"$error":"#N/A"},{"$error":"#N/A"},{"$error":"#N/A"},{"$error":"#N/A"},{"$error":"#N/A"},{"$error":"#N/A"},{"$error":"#N/A"},{"$error":"#N/A"},{"$error":"#N/A"},{"$error":"#N/A"},{"$error":"#N/A"},{"$error":"#N/A"},{"$error":"#N/A"},{"$error":"#N/A"},{"$error":"#N/A"},{"$error":"#N/A"},{"$error":"#N/A"},{"$error":"#N/A"},{"$error":"#N/A"},{"$error":"#N/A"},{"$error":"#N/A"},{"$error":"#N/A"},{"$error":"#N/A"},{"$error":"#N/A"},{"$error":"#N/A"},{"$error":"#N/A"},false,{"$error":"#N/A"},{"$error":"#N/A"},{"$error":"#N/A"},{"$error":"#N/A"},{"$error":"#N/A"},{"$error":"#N/A"},{"$error":"#N/A"},{"$error":"#N/A"},{"$error":"#N/A"},{"$error":"#N/A"},{"$error":"#N/A"},{"$error":"#N/A"},{"$error":"#N/A"},{"$error":"#N/A"},{"$error":"#N/A"},{"$error":"#N/A"}]
[69,23,0,90.000002656260094,325.39999410455403,0,0,0,{"$error":"#N/A"},{"$error":"#N/A"},{"$error":"#N/A"},{"$error":"#N/A"},{"$error":"#N/A"},{"$error":"#N/A"},{"$error":"#N/A"},{"$error":"#N/A"},{"$error":"#N/A"},{"$error":"#N/A"},{"$error":"#N/A"},{"$error":"#N/A"},{"$error":"#N/A"},{"$error":"#N/A"},{"$error":"#N/A"},{"$error":"#N/A"},{"$error":"#N/A"},{"$error":"#N/A"},{"$error":"#N/A"},{"$error":"#N/A"},{"$error":"#N/A"},{"$error":"#N/A"},{"$error":"#N/A"},{"$error":"#N/A"},{"$error":"#N/A"},{"$error":"#N/A"},{"$error":"#N/A"},{"$error":"#N/A"},{"$error":"#N/A"},{"$error":"#N/A"},{"$error":"#N/A"},{"$error":"#N/A"},{"$error":"#N/A"},{"$error":"#N/A"},{"$error":"#N/A"},{"$error":"#N/A"},{"$error":"#N/A"},false,{"$error":"#N/A"},{"$error":"#N/A"},{"$error":"#N/A"},{"$error":"#N/A"},{"$error":"#N/A"},{"$error":"#N/A"},{"$error":"#N/A"},{"$error":"#N/A"},{"$error":"#N/A"},{"$error":"#N/A"},{"$error":"#N/A"},{"$error":"#N/A"},{"$error":"#N/A"},{"$error":"#N/A"},{"$error":"#N/A"},{"$error":"#N/A"}]
[70,16,0,65.900001340543099,240.099997005289,373,63,759.18899999999996,0.16890079999999999,23.024987792968702,3925.3942999999999,3950.9328999999998,3943.194,3.0028999000000001E-2,7.3629999999999995E-4,23.180017089843702,3829.5302999999999,3852.4992999999999,3844.7449999999999,3.00232E-2,0,23.033990478515602,3934.4648000000002,3959.9285,3951.9639000000002,3.0039E-2,7.963E-4,23.063012695312501,3896.6997000000001,3921.5547000000001,3914.1723999999999,2.9996700000000001E-2,5.4599996999999995E-4,23.058984375000001,3904.72,3929.6777000000002,3922.2321999999999,3.0009399999999999E-2,5.9540000000000005E-4,23.040002441406202,3888.8281000000002,3913.8960000000002,3906.5583000000001,2.99648E-2,5.1710000000000005E-4,true,0.19587525771444589,55.65772669220943,23.690928480204327,45.842498855814974,7.5348486751224524,75.3,41.783646611435557,0.2012797250865187,-0.22581835479772422,36.636771300448871,27.152466367713501,0.14101551170628834,3.3293385265820152E-2,2.5032834966732089,2.5550582189593092,2.5606119521580775]
[71,9,0,65.599997575590805,119.79999779369599,329,120,505.92532,0.36474164999999997,11.5119873046875,3137.4297000000001,3276.5637000000002,3270.3184000000001,2.3811300000000001E-2,8.8130000000000001E-4,11.7180114746093,3023.6732999999999,3155.8833,3149.0916000000002,2.38201E-2,0,11.506005859375,3150.6914000000002,3290.4485,3283.3139999999999,2.3843400000000001E-2,9.5089999999999997E-4,11.5540100097656,3116.5412999999999,3254.3319999999999,3247.7267999999999,2.3785899999999999E-2,7.4629999999999998E-4,11.5519958496093,3125.2226999999998,3263.4185000000002,3256.9575,2.37991E-2,8.0000000000000004E-4,11.464013671875,3102.9659999999999,3241.0708,3234.8047000000001,2.3753799999999999E-2,6.7440000000000002E-4,true,0.19060517578217823,42.014331210191067,25.72452229299363,27.415248559560503,7.3193816384477861,75.3,28.018381935776695,0.21520757754254616,-0.68931948905941365,39.779249448123402,27.08609271523158,0.24173985428341815,0.13462845064042828,3.762192165403591,3.8239817042664472,3.8495799868127021]
[72,14,0,49.299997008165498,210.20000546989201,220,216,6.1340430000000001,0.98181819999999997,3.0890136718750201,1091.9692,1171.9007999999999,1164.2773,8.0266000000000001E-3,1.0342999999999999E-3,3.3030029296875201,956.75919999999996,1026.1672000000001,1017.5825,8.0222000000000002E-3,0,3.0810180664062701,1103.8952999999999,1184.721,1176.6786,8.0306000000000006E-3,1.1218000000000001E-3,3.1119934082031402,1087.0804000000001,1166.5734,1158.7101,8.0006999999999995E-3,1.0225E-3,3.1199890136718902,1097.7344000000001,1177.9713999999999,1170.6296,8.0026999999999997E-3,1.1022E-3,2.9150024414062701,1060.0817,1138.3086000000001,1130.9427000000001,7.9848999999999996E-3,8.3100000000000003E-4,true,0.65052434472268661,30.722713864306783,27.061209439528021,9.7114914425427976,7.7999643430201608,75.3,8.7604176737890356,0.83657906820643957,-1.6299170878990012,45.67415730337116,28.87640449438188,0.37371729973627588,4.9809478743811919E-2,14.132082555359807,14.201740223230658,14.41601049546351]
[72,20,0,90.000002656260094,283.10000237587798,0,0,0,{"$error":"#N/A"},{"$error":"#N/A"},{"$error":"#N/A"},{"$error":"#N/A"},{"$error":"#N/A"},{"$error":"#N/A"},{"$error":"#N/A"},{"$error":"#N/A"},{"$error":"#N/A"},{"$error":"#N/A"},{"$error":"#N/A"},{"$error":"#N/A"},{"$error":"#N/A"},{"$error":"#N/A"},{"$error":"#N/A"},{"$error":"#N/A"},{"$error":"#N/A"},{"$error":"#N/A"},{"$error":"#N/A"},{"$error":"#N/A"},{"$error":"#N/A"},{"$error":"#N/A"},{"$error":"#N/A"},{"$error":"#N/A"},{"$error":"#N/A"},{"$error":"#N/A"},{"$error":"#N/A"},{"$error":"#N/A"},{"$error":"#N/A"},{"$error":"#N/A"},{"$error":"#N/A"},{"$error":"#N/A"},{"$error":"#N/A"},{"$error":"#N/A"},{"$error":"#N/A"},{"$error":"#N/A"},{"$error":"#N/A"},false,{"$error":"#N/A"},{"$error":"#N/A"},{"$error":"#N/A"},{"$error":"#N/A"},{"$error":"#N/A"},{"$error":"#N/A"},{"$error":"#N/A"},{"$error":"#N/A"},{"$error":"#N/A"},{"$error":"#N/A"},{"$error":"#N/A"},{"$error":"#N/A"},{"$error":"#N/A"},{"$error":"#N/A"},{"$error":"#N/A"},{"$error":"#N/A"}]
[73,13,0,45.000001328129997,190.399999834211,251,245,8.4852819999999998,0.97609559999999995,1.6809936523437701,1335.1871000000001,1438.9308000000001,1433.2571,9.9027999999999998E-3,1.0204999999999999E-3,1.85601196289064,1201.4413999999999,1294.2375,1288.8196,9.8998000000000003E-3,0,1.65599975585939,1347.1051,1451.8751,1446.6279,9.9089999999999994E-3,1.1056E-3,1.67901000976564,1330.5669,1433.9592,1429.0317,9.9015000000000006E-3,9.8660000000000002E-4,1.6880126953125201,1342.8732,1447.171,1442.5869,9.8971000000000007E-3,1.0853E-3,1.44201049804689,1298.1919,1400.1223,1395.8756000000001,9.8925000000000003E-3,7.4779999999999996E-4,true,0.39429971198059371,30.601481481481478,27.075555555555557,12.061625785526054,7.6971780028943666,75.3,10.703870651641353,0.41861713943537554,-0.26029059805665689,55.86956521738604,39.5652173913032,7.5746099075879592E-2,6.2569381370469745E-2,11.132103488359913,11.179810506186087,11.206960229344743]
[74,16,0,64.699995994780707,241.09999984108401,431,114,741.76700000000005,0.26450115000000002,21.429010009765602,4333.7539999999999,4384.5684000000001,4375.777,3.3035599999999998E-2,8.9930000000000001E-4,21.575006103515602,4217.2749999999996,4264.7466000000004,4256.2295000000004,3.30289E-2,0,21.441003417968702,4344.7313999999997,4395.5102999999999,4386.2676000000001,3.30487E-2,9.7139999999999998E-4,21.461999511718702,4304.3819999999996,4354.4059999999999,4345.9975999999997,3.2994500000000003E-2,7.1190000000000001E-4,21.459008789062501,4319.4660000000003,4369.7070000000003,4361.2240000000002,3.3023700000000003E-2,7.9989999999999998E-4,21.422998046875001,4297.2885999999999,4347.7695000000003,4339.4530000000004,3.2964100000000003E-2,6.87E-4,true,0.20050776263406148,45.190434012400353,22.205491585473872,36.451748841129358,7.422277125797816,75.3,37.734793728455465,0.199709403602081,3.0125913393032503E-2,34.194630872482762,25.100671140939578,0.16426980254284906,3.9638472920267009E-2,2.7619493630365648,2.8095877959079609,2.8087653638038002]
[75,0,0,90.000002656260094,348.20000824761797,0,0,0,{"$error":"#N/A"},{"$error":"#N/A"},{"$error":"#N/A"},{"$error":"#N/A"},{"$error":"#N/A"},{"$error":"#N/A"},{"$error":"#N/A"},{"$error":"#N/A"},{"$error":"#N/A"},{"$error":"#N/A"},{"$error":"#N/A"},{"$error":"#N/A"},{"$error":"#N/A"},{"$error":"#N/A"},{"$error":"#N/A"},{"$error":"#N/A"},{"$error":"#N/A"},{"$error":"#N/A"},{"$error":"#N/A"},{"$error":"#N/A"},{"$error":"#N/A"},{"$error":"#N/A"},{"$error":"#N/A"},{"$error":"#N/A"},{"$error":"#N/A"},{"$error":"#N/A"},{"$error":"#N/A"},{"$error":"#N/A"},{"$error":"#N/A"},{"$error":"#N/A"},{"$error":"#N/A"},{"$error":"#N/A"},{"$error":"#N/A"},{"$error":"#N/A"},{"$error":"#N/A"},{"$error":"#N/A"},{"$error":"#N/A"},false,{"$error":"#N/A"},{"$error":"#N/A"},{"$error":"#N/A"},{"$error":"#N/A"},{"$error":"#N/A"},{"$error":"#N/A"},{"$error":"#N/A"},{"$error":"#N/A"},{"$error":"#N/A"},{"$error":"#N/A"},{"$error":"#N/A"},{"$error":"#N/A"},{"$error":"#N/A"},{"$error":"#N/A"},{"$error":"#N/A"},{"$error":"#N/A"}]
[75,17,0,74.800006179613106,253.10001444252001,73,73,0,1,4.0099731445312701,329.06900000000002,350.89409999999998,349.16205000000002,2.8010999999999999E-3,3.2919999999999998E-4,4.0649963378906397,287.77069999999998,306.42509999999999,304.69904000000002,2.8002001000000001E-3,0,4.0089965820312701,332.87599999999998,354.99250000000001,353.27339999999998,2.8031000000000002E-3,3.5760000000000002E-4,4.0140014648437701,327.96519999999998,349.70409999999998,348.17032,2.7986001000000001E-3,3.2299999999999999E-4,4.0190063476562701,331.18801999999999,353.1671,351.71514999999999,2.7996000000000002E-3,3.4769999999999999E-4,3.9580017089843902,318.25940000000003,339.32229999999998,337.84899999999999,2.7926000000000001E-3,2.5159999999999999E-4,true,0.49361046537971381,31.030176899063477,27.429760665972946,10.712074303405572,7.9418344519015749,75.3,9.5088092345078987,0.56328936500305016,-0.66256336418872952,35,28.571571428571303,0.160791104095237,7.1349577253765339E-2,14.351113577581053,14.512192375885654,14.59243521082311]
[76,1,0,90.000002656260094,11.699997479669999,0,0,0,{"$error":"#N/A"},{"$error":"#N/A"},{"$error":"#N/A"},{"$error":"#N/A"},{"$error":"#N/A"},{"$error":"#N/A"},{"$error":"#N/A"},{"$error":"#N/A"},{"$error":"#N/A"},{"$error":"#N/A"},{"$error":"#N/A"},{"$error":"#N/A"},{"$error":"#N/A"},{"$error":"#N/A"},{"$error":"#N/A"},{"$error":"#N/A"},{"$error":"#N/A"},{"$error":"#N/A"},{"$error":"#N/A"},{"$error":"#N/A"},{"$error":"#N/A"},{"$error":"#N/A"},{"$error":"#N/A"},{"$error":"#N/A"},{"$error":"#N/A"},{"$error":"#N/A"},{"$error":"#N/A"},{"$error":"#N/A"},{"$error":"#N/A"},{"$error":"#N/A"},{"$error":"#N/A"},{"$error":"#N/A"},{"$error":"#N/A"},{"$error":"#N/A"},{"$error":"#N/A"},{"$error":"#N/A"},{"$error":"#N/A"},false,{"$error":"#N/A"},{"$error":"#N/A"},{"$error":"#N/A"},{"$error":"#N/A"},{"$error":"#N/A"},{"$error":"#N/A"},{"$error":"#N/A"},{"$error":"#N/A"},{"$error":"#N/A"},{"$error":"#N/A"},{"$error":"#N/A"},{"$error":"#N/A"},{"$error":"#N/A"},{"$error":"#N/A"},{"$error":"#N/A"},{"$error":"#N/A"}]
[77,4,0,90.000002656260094,63.800004128017399,0,0,0,{"$error":"#N/A"},{"$error":"#N/A"},{"$error":"#N/A"},{"$error":"#N/A"},{"$error":"#N/A"},{"$error":"#N/A"},{"$error":"#N/A"},{"$error":"#N/A"},{"$error":"#N/A"},{"$error":"#N/A"},{"$error":"#N/A"},{"$error":"#N/A"},{"$error":"#N/A"},{"$error":"#N/A"},{"$error":"#N/A"},{"$error":"#N/A"},{"$error":"#N/A"},{"$error":"#N/A"},{"$error":"#N/A"},{"$error":"#N/A"},{"$error":"#N/A"},{"$error":"#N/A"},{"$error":"#N/A"},{"$error":"#N/A"},{"$error":"#N/A"},{"$error":"#N/A"},{"$error":"#N/A"},{"$error":"#N/A"},{"$error":"#N/A"},{"$error":"#N/A"},{"$error":"#N/A"},{"$error":"#N/A"},{"$error":"#N/A"},{"$error":"#N/A"},{"$error":"#N/A"},{"$error":"#N/A"},{"$error":"#N/A"},false,{"$error":"#N/A"},{"$error":"#N/A"},{"$error":"#N/A"},{"$error":"#N/A"},{"$error":"#N/A"},{"$error":"#N/A"},{"$error":"#N/A"},{"$error":"#N/A"},{"$error":"#N/A"},{"$error":"#N/A"},{"$error":"#N/A"},{"$error":"#N/A"},{"$error":"#N/A"},{"$error":"#N/A"},{"$error":"#N/A"},{"$error":"#N/A"}]
[77,21,0,90.000002656260094,296.19999678297597,0,0,0,{"$error":"#N/A"},{"$error":"#N/A"},{"$error":"#N/A"},{"$error":"#N/A"},{"$error":"#N/A"},{"$error":"#N/A"},{"$error":"#N/A"},{"$error":"#N/A"},{"$error":"#N/A"},{"$error":"#N/A"},{"$error":"#N/A"},{"$error":"#N/A"},{"$error":"#N/A"},{"$error":"#N/A"},{"$error":"#N/A"},{"$error":"#N/A"},{"$error":"#N/A"},{"$error":"#N/A"},{"$error":"#N/A"},{"$error":"#N/A"},{"$error":"#N/A"},{"$error":"#N/A"},{"$error":"#N/A"},{"$error":"#N/A"},{"$error":"#N/A"},{"$error":"#N/A"},{"$error":"#N/A"},{"$error":"#N/A"},{"$error":"#N/A"},{"$error":"#N/A"},{"$error":"#N/A"},{"$error":"#N/A"},{"$error":"#N/A"},{"$error":"#N/A"},{"$error":"#N/A"},{"$error":"#N/A"},{"$error":"#N/A"},false,{"$error":"#N/A"},{"$error":"#N/A"},{"$error":"#N/A"},{"$error":"#N/A"},{"$error":"#N/A"},{"$error":"#N/A"},{"$error":"#N/A"},{"$error":"#N/A"},{"$error":"#N/A"},{"$error":"#N/A"},{"$error":"#N/A"},{"$error":"#N/A"},{"$error":"#N/A"},{"$error":"#N/A"},{"$error":"#N/A"},{"$error":"#N/A"}]
[78,3,0,90.000002656260094,49.6999971710785,0,0,0,{"$error":"#N/A"},{"$error":"#N/A"},{"$error":"#N/A"},{"$error":"#N/A"},{"$error":"#N/A"},{"$error":"#N/A"},{"$error":"#N/A"},{"$error":"#N/A"},{"$error":"#N/A"},{"$error":"#N/A"},{"$error":"#N/A"},{"$error":"#N/A"},{"$error":"#N/A"},{"$error":"#N/A"},{"$error":"#N/A"},{"$error":"#N/A"},{"$error":"#N/A"},{"$error":"#N/A"},{"$error":"#N/A"},{"$error":"#N/A"},{"$error":"#N/A"},{"$error":"#N/A"},{"$error":"#N/A"},{"$error":"#N/A"},{"$error":"#N/A"},{"$error":"#N/A"},{"$error":"#N/A"},{"$error":"#N/A"},{"$error":"#N/A"},{"$error":"#N/A"},{"$error":"#N/A"},{"$error":"#N/A"},{"$error":"#N/A"},{"$error":"#N/A"},{"$error":"#N/A"},{"$error":"#N/A"},{"$error":"#N/A"},false,{"$error":"#N/A"},{"$error":"#N/A"},{"$error":"#N/A"},{"$error":"#N/A"},{"$error":"#N/A"},{"$error":"#N/A"},{"$error":"#N/A"},{"$error":"#N/A"},{"$error":"#N/A"},{"$error":"#N/A"},{"$error":"#N/A"},{"$error":"#N/A"},{"$error":"#N/A"},{"$error":"#N/A"},{"$error":"#N/A"},{"$error":"#N/A"}]
[79,8,0,73.6000008338507,105.800006662811,87,87,0,1,6.6220031738281397,401.9667,425.93259999999998,423.42610000000002,3.3197000000000001E-3,3.8939999999999998E-4,6.6870056152343897,353.0025,373.69080000000002,371.09030000000001,3.3210000000000002E-3,0,6.6150146484375201,406.45427999999998,430.72269999999997,428.35201999999998,3.3219E-3,4.2260002E-4,6.6240173339843897,400.16840000000002,424.0138,421.88373000000001,3.3122999999999998E-3,3.8249999999999997E-4,6.6310058593750201,404.98259999999999,429.1343,426.9425,3.3140000000000001E-3,4.1899999999999999E-4,6.5479980468750201,389.77530000000002,413.03829999999999,410.64819999999997,3.3078000000000001E-3,3.0459999999999998E-4,true,0.58847338757351753,30.314687062937061,26.809440559440556,10.483665359477135,7.8561330877362501,75.3,9.5251669234720087,0.69589617940821957,-1.023220023610923,42.741935483870755,27.258064516128545,0.28982881985328834,6.6227159155907156E-2,13.870779951983344,13.979953480256926,14.103251957811889]
[80,1,0,90.000002656260094,11.499999826725199,0,0,0,{"$error":"#N/A"},{"$error":"#N/A"},{"$error":"#N/A"},{"$error":"#N/A"},{"$error":"#N/A"},{"$error":"#N/A"},{"$error":"#N/A"},{"$error":"#N/A"},{"$error":"#N/A"},{"$error":"#N/A"},{"$error":"#N/A"},{"$error":"#N/A"},{"$error":"#N/A"},{"$error":"#N/A"},{"$error":"#N/A"},{"$error":"#N/A"},{"$error":"#N/A"},{"$error":"#N/A"},{"$error":"#N/A"},{"$error":"#N/A"},{"$error":"#N/A"},{"$error":"#N/A"},{"$error":"#N/A"},{"$error":"#N/A"},{"$error":"#N/A"},{"$error":"#N/A"},{"$error":"#N/A"},{"$error":"#N/A"},{"$error":"#N/A"},{"$error":"#N/A"},{"$error":"#N/A"},{"$error":"#N/A"},{"$error":"#N/A"},{"$error":"#N/A"},{"$error":"#N/A"},{"$error":"#N/A"},{"$error":"#N/A"},false,{"$error":"#N/A"},{"$error":"#N/A"},{"$error":"#N/A"},{"$error":"#N/A"},{"$error":"#N/A"},{"$error":"#N/A"},{"$error":"#N/A"},{"$error":"#N/A"},{"$error":"#N/A"},{"$error":"#N/A"},{"$error":"#N/A"},{"$error":"#N/A"},{"$error":"#N/A"},{"$error":"#N/A"},{"$error":"#N/A"},{"$error":"#N/A"}]
[80,5,0,90.000002656260094,74.699995210582202,0,0,0,{"$error":"#N/A"},{"$error":"#N/A"},{"$error":"#N/A"},{"$error":"#N/A"},{"$error":"#N/A"},{"$error":"#N/A"},{"$error":"#N/A"},{"$error":"#N/A"},{"$error":"#N/A"},{"$error":"#N/A"},{"$error":"#N/A"},{"$error":"#N/A"},{"$error":"#N/A"},{"$error":"#N/A"},{"$error":"#N/A"},{"$error":"#N/A"},{"$error":"#N/A"},{"$error":"#N/A"},{"$error":"#N/A"},{"$error":"#N/A"},{"$error":"#N/A"},{"$error":"#N/A"},{"$error":"#N/A"},{"$error":"#N/A"},{"$error":"#N/A"},{"$error":"#N/A"},{"$error":"#N/A"},{"$error":"#N/A"},{"$error":"#N/A"},{"$error":"#N/A"},{"$error":"#N/A"},{"$error":"#N/A"},{"$error":"#N/A"},{"$error":"#N/A"},{"$error":"#N/A"},{"$error":"#N/A"},{"$error":"#N/A"},false,{"$error":"#N/A"},{"$error":"#N/A"},{"$error":"#N/A"},{"$error":"#N/A"},{"$error":"#N/A"},{"$error":"#N/A"},{"$error":"#N/A"},{"$error":"#N/A"},{"$error":"#N/A"},{"$error":"#N/A"},{"$error":"#N/A"},{"$error":"#N/A"},{"$error":"#N/A"},{"$error":"#N/A"},{"$error":"#N/A"},{"$error":"#N/A"}]
[80,20,0,90.000002656260094,285.29998141529398,0,0,0,{"$error":"#N/A"},{"$error":"#N/A"},{"$error":"#N/A"},{"$error":"#N/A"},{"$error":"#N/A"},{"$error":"#N/A"},{"$error":"#N/A"},{"$error":"#N/A"},{"$error":"#N/A"},{"$error":"#N/A"},{"$error":"#N/A"},{"$error":"#N/A"},{"$error":"#N/A"},{"$error":"#N/A"},{"$error":"#N/A"},{"$error":"#N/A"},{"$error":"#N/A"},{"$error":"#N/A"},{"$error":"#N/A"},{"$error":"#N/A"},{"$error":"#N/A"},{"$error":"#N/A"},{"$error":"#N/A"},{"$error":"#N/A"},{"$error":"#N/A"},{"$error":"#N/A"},{"$error":"#N/A"},{"$error":"#N/A"},{"$error":"#N/A"},{"$error":"#N/A"},{"$error":"#N/A"},{"$error":"#N/A"},{"$error":"#N/A"},{"$error":"#N/A"},{"$error":"#N/A"},{"$error":"#N/A"},{"$error":"#N/A"},false,{"$error":"#N/A"},{"$error":"#N/A"},{"$error":"#N/A"},{"$error":"#N/A"},{"$error":"#N/A"},{"$error":"#N/A"},{"$error":"#N/A"},{"$error":"#N/A"},{"$error":"#N/A"},{"$error":"#N/A"},{"$error":"#N/A"},{"$error":"#N/A"},{"$error":"#N/A"},{"$error":"#N/A"},{"$error":"#N/A"},{"$error":"#N/A"}]
[81,13,0,41.900001279810198,191.19999044599001,617,319,400.37,0.51701783999999995,20.046990966796798,3520.9391999999998,3578.4194000000002,3568.6113,2.55108E-2,2.1305E-3,20.356988525390602,3244.1152000000002,3293.8742999999999,3284.5230000000001,2.5511699999999998E-2,0,19.998010253906202,3548.6323000000002,3607.1084000000001,3597.7725,2.5532099999999999E-2,2.3226000000000002E-3,20.064996337890602,3503.6381999999999,3560.6143000000002,3551.4110999999998,2.5522799999999998E-2,1.9853000000000002E-3,20.089013671875001,3533.0841999999998,3590.2541999999999,3581.0774000000001,2.5505699999999999E-2,2.2290000000000001E-3,19.614007568359298,3442.6995000000002,3503.8218000000002,3495.5023999999999,2.5507100000000001E-2,1.5315000000000001E-3,true,0.2740902869015352,31.341935483870969,26.506093189964158,16.989875585553825,8.2709032980280757,75.3,12.9740905890636,0.28389972258503643,-0.127268507185338,-158.57142857114178,-92.142857142667722,3.6438008368988584E-2,8.3424395173126165E-2,8.5331125109243846,8.638614412213613,8.6493015880844766]
[82,7,0,83.800002559620395,94.600002101247895,19,19,0,1,1.9950195312500201,51.520099999999999,51.851500000000001,51.700499999999998,7.5460000000000002E-4,7.9900000000000004E-5,2.0049987792968902,43.0854,42.901802000000004,42.813136999999998,7.561E-4,0,1.9950195312500201,52.433300000000003,52.829599999999999,52.672676000000003,7.5650000000000001E-4,8.6199999999999995E-5,1.9950195312500201,51.296700000000001,51.611600000000003,51.476089999999999,7.5560000000000004E-4,7.6799999999999997E-5,1.9950195312500201,51.856102,52.210597999999997,52.074511999999999,7.5520000000000003E-4,8.2200000000000006E-5,1.97899780273439,48.966500000000003,49.122100000000003,49.004157999999997,7.5469999999999997E-4,5.6100000000000002E-5,true,0.29121626182464028,31.532567049808424,27.931034482758619,12.239583333333325,7.3085846867749327,75.3,10.444305381727158,0.20666964058993603,0.8830307311684692,55.999999999996099,37.999999999999126,0.11911064055054599,0.25115664243224867,19.576701156308168,20.860890645106227,20.75849522542579]
[83,0,0,90.000002656260094,348.99997943130398,0,0,0,{"$error":"#N/A"},{"$error":"#N/A"},{"$error":"#N/A"},{"$error":"#N/A"},{"$error":"#N/A"},{"$error":"#N/A"},{"$error":"#N/A"},{"$error":"#N/A"},{"$error":"#N/A"},{"$error":"#N/A"},{"$error":"#N/A"},{"$error":"#N/A"},{"$error":"#N/A"},{"$error":"#N/A"},{"$error":"#N/A"},{"$error":"#N/A"},{"$error":"#N/A"},{"$error":"#N/A"},{"$error":"#N/A"},{"$error":"#N/A"},{"$error":"#N/A"},{"$error":"#N/A"},{"$error":"#N/A"},{"$error":"#N/A"},{"$error":"#N/A"},{"$error":"#N/A"},{"$error":"#N/A"},{"$error":"#N/A"},{"$error":"#N/A"},{"$error":"#N/A"},{"$error":"#N/A"},{"$error":"#N/A"},{"$error":"#N/A"},{"$error":"#N/A"},{"$error":"#N/A"},{"$error":"#N/A"},{"$error":"#N/A"},false,{"$error":"#N/A"},{"$error":"#N/A"},{"$error":"#N/A"},{"$error":"#N/A"},{"$error":"#N/A"},{"$error":"#N/A"},{"$error":"#N/A"},{"$error":"#N/A"},{"$error":"#N/A"},{"$error":"#N/A"},{"$error":"#N/A"},{"$error":"#N/A"},{"$error":"#N/A"},{"$error":"#N/A"},{"$error":"#N/A"},{"$error":"#N/A"}]
[83,17,0,72.5000016000958,255.30001291003001,222,82,465.57132000000001,0.36936935999999998,17.157983398437501,2192.8362000000002,2250.0864000000001,2245.5880999999999,1.69622E-2,5.0849999999999995E-4,17.221002197265602,2126.3708000000001,2181.4960000000001,2176.6671999999999,1.69629E-2,0,17.149987792968702,2199.989,2257.4733999999999,2252.4854,1.69675E-2,5.5750000000000005E-4,17.163995361328102,2175.7768999999998,2232.5562,2228.2730000000001,1.6955999999999999E-2,3.8400000000000001E-4,17.165002441406202,2182.0486000000001,2238.9643999999998,2234.7550999999999,1.6956200000000001E-2,4.3189999999999998E-4,17.127984619140602,2169.623,2226.4879999999998,2222.2676000000001,1.6945701000000001E-2,3.4739999999999999E-4,true,0.19991676764057592,44.863905325443788,24.331360946745566,45.182291666666671,8.7892376681614532,75.3,34.357325467059987,0.22135268641337086,-0.73648083796237673,40.762929802836595,29.809505667204238,6.7822599669731254E-2,3.123618682775442E-2,3.1257671521824903,3.1441909588649279,3.1663499132986468]
[84,10,0,52.400001913508703,129.899993407458,461,258,332.70773000000003,0.55965290000000001,18.270013427734298,3058.0479999999998,3125.9946,3119.7363,2.2377299999999999E-2,1.7063E-3,18.553002929687501,2835.5798,2896.0862000000002,2889.9821999999999,2.2379699999999999E-2,0,18.243005371093702,3079.1129999999998,3147.8031999999998,3141.2017000000001,2.2400300000000001E-2,1.8450999999999999E-3,18.282006835937501,3039.9328999999998,3107.3825999999999,3101.3407999999999,2.23305E-2,1.6144E-3,18.296990966796798,3060.2206999999999,3127.9580000000001,3122.1774999999998,2.23684E-2,1.732E-3,17.994989013671798,3000.4832000000001,3069.8910000000001,3064.328,2.2246499999999999E-2,1.3959E-3,true,0.20020188134681882,33.365069919666759,26.501041356739062,14.290138751238835,7.5226274998644982,75.3,14.114516790716754,0.21076720713631619,-0.14912446825525338,32.616899097621086,26.890894175553726,0.31257696871991314,0.10267719628755945,7.8455982794065546,7.9385896731941132,7.9500178236391941]
[85,4,0,90.000002656260094,61.6000008034842,0,0,0,{"$error":"#N/A"},{"$error":"#N/A"},{"$error":"#N/A"},{"$error":"#N/A"},{"$error":"#N/A"},{"$error":"#N/A"},{"$error":"#N/A"},{"$error":"#N/A"},{"$error":"#N/A"},{"$error":"#N/A"},{"$error":"#N/A"},{"$error":"#N/A"},{"$error":"#N/A"},{"$error":"#N/A"},{"$error":"#N/A"},{"$error":"#N/A"},{"$error":"#N/A"},{"$error":"#N/A"},{"$error":"#N/A"},{"$error":"#N/A"},{"$error":"#N/A"},{"$error":"#N/A"},{"$error":"#N/A"},{"$error":"#N/A"},{"$error":"#N/A"},{"$error":"#N/A"},{"$error":"#N/A"},{"$error":"#N/A"},{"$error":"#N/A"},{"$error":"#N/A"},{"$error":"#N/A"},{"$error":"#N/A"},{"$error":"#N/A"},{"$error":"#N/A"},{"$error":"#N/A"},{"$error":"#N/A"},{"$error":"#N/A"},false,{"$error":"#N/A"},{"$error":"#N/A"},{"$error":"#N/A"},{"$error":"#N/A"},{"$error":"#N/A"},{"$error":"#N/A"},{"$error":"#N/A"},{"$error":"#N/A"},{"$error":"#N/A"},{"$error":"#N/A"},{"$error":"#N/A"},{"$error":"#N/A"},{"$error":"#N/A"},{"$error":"#N/A"},{"$error":"#N/A"},{"$error":"#N/A"}]
[85,21,0,90.000002656260094,298.39997582239198,0,0,0,{"$error":"#N/A"},{"$error":"#N/A"},{"$error":"#N/A"},{"$error":"#N/A"},{"$error":"#N/A"},{"$error":"#N/A"},{"$error":"#N/A"},{"$error":"#N/A"},{"$error":"#N/A"},{"$error":"#N/A"},{"$error":"#N/A"},{"$error":"#N/A"},{"$error":"#N/A"},{"$error":"#N/A"},{"$error":"#N/A"},{"$error":"#N/A"},{"$error":"#N/A"},{"$error":"#N/A"},{"$error":"#N/A"},{"$error":"#N/A"},{"$error":"#N/A"},{"$error":"#N/A"},{"$error":"#N/A"},{"$error":"#N/A"},{"$error":"#N/A"},{"$error":"#N/A"},{"$error":"#N/A"},{"$error":"#N/A"},{"$error":"#N/A"},{"$error":"#N/A"},{"$error":"#N/A"},{"$error":"#N/A"},{"$error":"#N/A"},{"$error":"#N/A"},{"$error":"#N/A"},{"$error":"#N/A"},{"$error":"#N/A"},false,{"$error":"#N/A"},{"$error":"#N/A"},{"$error":"#N/A"},{"$error":"#N/A"},{"$error":"#N/A"},{"$error":"#N/A"},{"$error":"#N/A"},{"$error":"#N/A"},{"$error":"#N/A"},{"$error":"#N/A"},{"$error":"#N/A"},{"$error":"#N/A"},{"$error":"#N/A"},{"$error":"#N/A"},{"$error":"#N/A"},{"$error":"#N/A"}]
[86,12,0,39.9999992917176,168.60000795503501,639,307,433.39519999999999,0.48043817,30.629998779296798,3654.2851999999998,3586.1152000000002,3577.8852999999999,2.64963E-2,2.1733E-3,30.933007812500001,3371.3171000000002,3304.9016000000001,3298.3305999999998,2.64893E-2,0,30.572991943359298,3679.4243000000001,3611.4946,3604.2890000000002,2.64893E-2,2.3743000000000002E-3,30.636987304687501,3633.9348,3566.0508,3559.1729,2.6488899999999999E-2,2.0236E-3,30.667993164062501,3666.5340000000001,3597.6923999999999,3590.5439999999999,2.6485499999999999E-2,2.2788999999999999E-3,30.153009033203102,3570.4477999999999,3509.4555999999998,3502.86,2.6457100000000001E-2,1.5656000000000001E-3,true,0.22949346412519792,31.337445675031546,26.420860787887285,17.330500098833767,8.4656530345786241,75.3,13.19173606957162,0.19882588940016754,0.40455855166646609,31.338028169014787,31.197183098591857,1.5100664806810826E-3,-2.6425764365245463E-2,8.3933991258193892,8.5089855625353579,8.4756421930536661]
[87,8,0,71.499998764301594,103.599998481255,191,133,182.78961000000001,0.69633509999999998,8.5159851074218906,1440.2405000000001,1519.6294,1516.826,1.10711E-2,6.5519999999999999E-4,8.6130004882812692,1354.3887,1428.7014999999999,1425.7285999999999,1.1070099999999999E-2,0,8.5079895019531406,1448.4724000000001,1528.3423,1525.5447999999999,1.1075099999999999E-2,7.1409999999999996E-4,8.5230041503906406,1430.4381000000001,1509.2554,1506.8656000000001,1.1056399999999999E-2,5.9509999999999999E-4,8.5270019531250192,1438.1736000000001,1517.4014999999999,1514.8921,1.1058699999999999E-2,6.5169999999999996E-4,8.4380126953125192,1416.1905999999999,1494.6318000000001,1492.0168000000001,1.1045599999999999E-2,4.9689999999999999E-4,true,0.18447918946553749,34.031007751937977,26.343669250645995,19.996639220299105,8.2481445175745627,75.3,17.897283272283275,0.20808405394688684,-0.42246294622656738,42.5190839694652,28.244274809160174,0.16913280995622948,3.6117055376461149E-2,6.3387859039284757,6.3643735237906691,6.3895330429648469]
[88,1,0,90.000002656260094,10.6999970723875,0,0,0,{"$error":"#N/A"},{"$error":"#N/A"},{"$error":"#N/A"},{"$error":"#N/A"},{"$error":"#N/A"},{"$error":"#N/A"},{"$error":"#N/A"},{"$error":"#N/A"},{"$error":"#N/A"},{"$error":"#N/A"},{"$error":"#N/A"},{"$error":"#N/A"},{"$error":"#N/A"},{"$error":"#N/A"},{"$error":"#N/A"},{"$error":"#N/A"},{"$error":"#N/A"},{"$error":"#N/A"},{"$error":"#N/A"},{"$error":"#N/A"},{"$error":"#N/A"},{"$error":"#N/A"},{"$error":"#N/A"},{"$error":"#N/A"},{"$error":"#N/A"},{"$error":"#N/A"},{"$error":"#N/A"},{"$error":"#N/A"},{"$error":"#N/A"},{"$error":"#N/A"},{"$error":"#N/A"},{"$error":"#N/A"},{"$error":"#N/A"},{"$error":"#N/A"},{"$error":"#N/A"},{"$error":"#N/A"},{"$error":"#N/A"},false,{"$error":"#N/A"},{"$error":"#N/A"},{"$error":"#N/A"},{"$error":"#N/A"},{"$error":"#N/A"},{"$error":"#N/A"},{"$error":"#N/A"},{"$error":"#N/A"},{"$error":"#N/A"},{"$error":"#N/A"},{"$error":"#N/A"},{"$error":"#N/A"},{"$error":"#N/A"},{"$error":"#N/A"},{"$error":"#N/A"},{"$error":"#N/A"}]
[88,14,0,43.499997074438703,213.400006773196,710,146,777.52954,0.20563380000000001,39.144006347656202,4443.8353999999999,4235.4594999999999,4223.9804999999997,3.2822900000000002E-2,1.9694999999999999E-3,39.370996093750001,4188.9687999999996,3989.1260000000002,3979.5435000000002,3.2808900000000002E-2,0,39.080010986328098,4467.2163,4258.6819999999998,4248.4507000000003,3.2834299999999997E-2,2.1400999999999998E-3,39.141015625000001,4413.6980000000003,4206.7299999999996,4196.8716000000004,3.2822499999999998E-2,1.7348999999999999E-3,39.157983398437501,4445.7650000000003,4237.0815000000002,4226.1589999999997,3.2825100000000003E-2,1.9821000000000001E-3,38.816003417968702,4367.7049999999999,4167.5986000000003,4158.2007000000003,3.2792799999999997E-2,1.4062E-3,true,0.27102136143670524,32.743531863170681,25.707588122938006,23.355813015159367,7.97159011261156,75.3,17.665600406194468,0.24021552590717818,0.54420358064357333,32.848297213619894,29.195046439626964,3.5950948282437167E-2,3.4719789975712345E-2,6.0842324726792025,6.1751245761602842,6.1423376827015321]
[89,12,0,38.7999988029786,168.00001013917699,743,212,681.34753000000001,0.28532975999999999,30.208001708984298,4288.3670000000002,4214.6234999999997,4204.3285999999998,3.1183800000000001E-2,2.398E-3,30.499993896484298,3978.1552999999999,3905.817,3897.79,3.1173699999999999E-2,0,30.144006347656202,4316.5169999999998,4243.2380000000003,4234.3744999999999,3.1176599999999999E-2,2.6240999999999999E-3,30.205987548828102,4262.6714000000002,4189.402,4180.6589999999997,3.11816E-2,2.2005000000000002E-3,30.245996093750001,4297.1836000000003,4222.7655999999997,4213.4155000000001,3.1171000000000001E-2,2.4794000000000001E-3,29.723992919921798,4194.1356999999998,4128.7056000000002,4120.424,3.1147399999999999E-2,1.7018000000000001E-3,true,0.24426618415618551,31.860853909465014,26.413323045267489,19.250170415814559,8.6162874890438612,75.3,14.004086738949125,0.20551398081374636,0.54268921693291194,32.372881355931128,34.491525423728199,-1.6035097621680539E-2,-2.3094243759747002E-2,7.7978780768061089,7.9063228000697343,7.8644206075750578]
[90,5,0,90.000002656260094,71.800002529253902,0,0,0,{"$error":"#N/A"},{"$error":"#N/A"},{"$error":"#N/A"},{"$error":"#N/A"},{"$error":"#N/A"},{"$error":"#N/A"},{"$error":"#N/A"},{"$error":"#N/A"},{"$error":"#N/A"},{"$error":"#N/A"},{"$error":"#N/A"},{"$error":"#N/A"},{"$error":"#N/A"},{"$error":"#N/A"},{"$error":"#N/A"},{"$error":"#N/A"},{"$error":"#N/A"},{"$error":"#N/A"},{"$error":"#N/A"},{"$error":"#N/A"},{"$error":"#N/A"},{"$error":"#N/A"},{"$error":"#N/A"},{"$error":"#N/A"},{"$error":"#N/A"},{"$error":"#N/A"},{"$error":"#N/A"},{"$error":"#N/A"},{"$error":"#N/A"},{"$error":"#N/A"},{"$error":"#N/A"},{"$error":"#N/A"},{"$error":"#N/A"},{"$error":"#N/A"},{"$error":"#N/A"},{"$error":"#N/A"},{"$error":"#N/A"},false,{"$error":"#N/A"},{"$error":"#N/A"},{"$error":"#N/A"},{"$error":"#N/A"},{"$error":"#N/A"},{"$error":"#N/A"},{"$error":"#N/A"},{"$error":"#N/A"},{"$error":"#N/A"},{"$error":"#N/A"},{"$error":"#N/A"},{"$error":"#N/A"},{"$error":"#N/A"},{"$error":"#N/A"},{"$error":"#N/A"},{"$error":"#N/A"}]
[90,16,0,60.099996549792898,245.599993174064,412,195,435.31655999999998,0.47330095999999999,27.225000000000001,3510.8013000000001,3484.9058,3476.5342000000001,2.6189901000000002E-2,1.3736E-3,27.429986572265602,3331.5385999999999,3304.6786999999999,3296.9,2.6183399999999999E-2,0,27.223992919921798,3527.7656000000002,3501.7554,3493.1147000000001,2.6211299E-2,1.4829999999999999E-3,27.251000976562501,3490.6318000000001,3464.5857000000001,3456.32,2.6125700000000002E-2,1.2822E-3,27.258996582031202,3509.7746999999999,3483.4830000000002,3475.0073000000002,2.6179999999999998E-2,1.3753999999999999E-3,27.131982421875001,3469.4870000000001,3444.962,3436.6226000000001,2.6071299999999999E-2,1.1737E-3,true,0.24022457077605783,35.334655428854731,25.379276152702033,15.660583372328807,7.3769386378961581,75.3,20.066614006988935,0.23538445658877047,9.7124703146046376E-2,32.879392824287216,25.004599816007651,0.32764289569273686,8.1636549184371798E-2,5.3807781185545984,5.4536950899341612,5.4485789681215673]
[91,16,0,59.800002498887501,246.19999098992199,483,65,830.98095999999998,0.13457558,30.142999267578102,4847.49,4765.3467000000001,4751.7416999999996,3.6994699999999998E-2,9.5270000000000001E-4,30.296014404296798,4724.5280000000002,4642.0439999999999,4629.9326000000001,3.6984301999999997E-2,0,30.149987792968702,4860.4385000000002,4777.9669999999996,4763.9799999999996,3.7014900000000003E-2,1.0342000000000001E-3,30.179986572265602,4817.9110000000001,4735.7065000000002,4722.5654000000004,3.6939600000000003E-2,7.7610000000000005E-4,30.191003417968702,4830.59,4747.9546,4734.0749999999998,3.6975500000000001E-2,8.3949999999999997E-4,30.133996582031202,4804.0569999999998,4722.7790000000005,4709.9032999999999,3.6888200000000003E-2,7.1900000000000002E-4,true,0.28549863958482757,46.157676348547731,24.738589211618262,33.256023708285021,7.8804873332044112,75.3,39.831426472131831,0.26090661786057556,0.9795353051106126,34.513172966781511,25.887743413516716,0.20384627879024286,5.4572618053827515E-2,2.6026303579955399,2.6562156670639094,2.630904389407299]
[91,17,0,70.400004387570107,257.49999194944598,294,55,712.47253000000001,0.18707483,22.667993164062501,3228.3171000000002,3253.2067999999999,3247.7997999999998,2.4849400000000001E-2,5.4089999999999997E-4,22.749993896484298,3157.5219999999999,3181.0331999999999,3175.5127000000002,2.48466E-2,0,22.662011718750001,3236.694,3261.7307000000001,3255.9578000000001,2.48588E-2,5.9570000000000001E-4,22.689996337890602,3203.5693000000001,3228.0535,3222.7109999999998,2.48366E-2,3.635E-4,22.680993652343702,3209.444,3234.0578999999998,3228.9575,2.4838300000000001E-2,4.0700000000000003E-4,22.674005126953102,3200.5286000000001,3225.1574999999998,3219.7817,2.48249E-2,3.5189999999999999E-4,true,0.16620523478557073,64.246823956442796,22.10526315789474,63.878954607977988,9.1992613731744157,75.3,46.94083934183768,0.17354424342379166,-0.34449922541508754,45.298507462686082,28.731343283581879,8.9384215230747799E-2,3.781357104928329E-2,2.2421094769886092,2.2688728932473916,2.2763914627077244]
[92,18,0,81.199994215150795,268.29999149107402,63,55,52.292385000000003,0.87301589999999996,15.7589965820312,308.52999999999997,317.6182,316.29025000000001,2.7390001000000001E-3,2.276E-4,15.7860046386718,280.18729999999999,288.29840000000002,287.08062999999999,2.7394000999999999E-3,0,15.7510009765625,311.51710000000003,320.7115,319.56686000000002,2.7409000000000001E-3,2.497E-4,15.7539916992187,306.91950000000003,315.95589999999999,314.86651999999998,2.7382001000000001E-3,2.154E-4,15.7600036621093,310.154,319.2955,318.18036000000001,2.7351999000000001E-3,2.4429999999999998E-4,15.714013671875,301.0129,309.8895,308.79271999999997,2.7350999999999999E-3,1.7129999999999999E-4,true,0.41809631815808634,30.739726027397264,26.041095890410958,15.923862581244187,8.8506207448938667,75.3,13.034271089630932,0.42239915309971543,-5.6084317083129789E-2,600.58058057921426,330.32032031960392,9.8601267306941409E-2,6.9316647816408672E-2,10.11562622574256,10.169948914041834,10.174709453577565]
[93,4,0,90.000002656260094,59.4999987339352,0,0,0,{"$error":"#N/A"},{"$error":"#N/A"},{"$error":"#N/A"},{"$error":"#N/A"},{"$error":"#N/A"},{"$error":"#N/A"},{"$error":"#N/A"},{"$error":"#N/A"},{"$error":"#N/A"},{"$error":"#N/A"},{"$error":"#N/A"},{"$error":"#N/A"},{"$error":"#N/A"},{"$error":"#N/A"},{"$error":"#N/A"},{"$error":"#N/A"},{"$error":"#N/A"},{"$error":"#N/A"},{"$error":"#N/A"},{"$error":"#N/A"},{"$error":"#N/A"},{"$error":"#N/A"},{"$error":"#N/A"},{"$error":"#N/A"},{"$error":"#N/A"},{"$error":"#N/A"},{"$error":"#N/A"},{"$error":"#N/A"},{"$error":"#N/A"},{"$error":"#N/A"},{"$error":"#N/A"},{"$error":"#N/A"},{"$error":"#N/A"},{"$error":"#N/A"},{"$error":"#N/A"},{"$error":"#N/A"},{"$error":"#N/A"},false,{"$error":"#N/A"},{"$error":"#N/A"},{"$error":"#N/A"},{"$error":"#N/A"},{"$error":"#N/A"},{"$error":"#N/A"},{"$error":"#N/A"},{"$error":"#N/A"},{"$error":"#N/A"},{"$error":"#N/A"},{"$error":"#N/A"},{"$error":"#N/A"},{"$error":"#N/A"},{"$error":"#N/A"},{"$error":"#N/A"},{"$error":"#N/A"}]
[93,21,0,90.000002656260094,300.49999732003499,0,0,0,{"$error":"#N/A"},{"$error":"#N/A"},{"$error":"#N/A"},{"$error":"#N/A"},{"$error":"#N/A"},{"$error":"#N/A"},{"$error":"#N/A"},{"$error":"#N/A"},{"$error":"#N/A"},{"$error":"#N/A"},{"$error":"#N/A"},{"$error":"#N/A"},{"$error":"#N/A"},{"$error":"#N/A"},{"$error":"#N/A"},{"$error":"#N/A"},{"$error":"#N/A"},{"$error":"#N/A"},{"$error":"#N/A"},{"$error":"#N/A"},{"$error":"#N/A"},{"$error":"#N/A"},{"$error":"#N/A"},{"$error":"#N/A"},{"$error":"#N/A"},{"$error":"#N/A"},{"$error":"#N/A"},{"$error":"#N/A"},{"$error":"#N/A"},{"$error":"#N/A"},{"$error":"#N/A"},{"$error":"#N/A"},{"$error":"#N/A"},{"$error":"#N/A"},{"$error":"#N/A"},{"$error":"#N/A"},{"$error":"#N/A"},false,{"$error":"#N/A"},{"$error":"#N/A"},{"$error":"#N/A"},{"$error":"#N/A"},{"$error":"#N/A"},{"$error":"#N/A"},{"$error":"#N/A"},{"$error":"#N/A"},{"$error":"#N/A"},{"$error":"#N/A"},{"$error":"#N/A"},{"$error":"#N/A"},{"$error":"#N/A"},{"$error":"#N/A"},{"$error":"#N/A"},{"$error":"#N/A"}]
[94,14,0,41.400004718936501,215.10000382280899,490,388,135.97987000000001,0.79183674000000004,22.816003417968702,2719.1282000000001,2738.7550999999999,2732.1779999999999,1.9516599999999999E-2,1.9724999999999999E-3,23.199975585937501,2459.7833999999998,2474.5014999999999,2468.2312000000002,1.95076E-2,0,22.774987792968702,2742.13,2762.3031999999998,2755.9465,1.95234E-2,2.1415000000000002E-3,22.830010986328102,2705.0571,2724.4720000000002,2718.7501999999999,1.9481499999999999E-2,1.8998999999999999E-3,22.870996093750001,2728.4306999999999,2747.6414,2741.799,1.9483E-2,2.0772E-3,22.405999755859298,2652.3166999999999,2675.1179999999999,2669.636,1.9449899999999999E-2,1.5284000000000001E-3,true,0.24014925613465671,31.171647230320705,26.76931486880466,12.716458760987436,7.8916647209899775,75.3,10.894347275031686,0.25339649218235188,-0.14431998993790948,42.205438066464659,29.546827794561491,0.21507584118265477,3.4829998873153745E-2,10.543399878216933,10.67906404582903,10.693763209864606]
[95,13,0,36.500001508996398,192.39998607770599,844,105,919.31793000000005,0.12440758,32.365991210937501,4879.72,4761.1875,4748.4975999999997,3.5545899999999998E-2,2.6546999999999999E-3,32.761987304687501,4543.91,4427.4443000000001,4415.5680000000002,3.5572800000000002E-2,0,32.280999755859398,4915.6459999999997,4797.6149999999998,4785.7759999999998,3.5579100000000002E-2,2.9031E-3,32.372003173828098,4851.5780000000004,4733.6099999999997,4721.7939999999999,3.5565199999999998E-2,2.4147000000000001E-3,32.416009521484398,4886.6777000000002,4767.1426000000001,4755.5902999999998,3.5543999999999999E-2,2.7106999999999999E-3,31.739007568359298,4776.3173999999999,4670.1570000000002,4659.5356000000002,3.5534099999999999E-2,1.8559E-3,true,0.26652804578690309,32.250818905007016,26.53720168460459,20.226115045347235,8.5563707760669683,75.3,14.38979922401778,0.26824278737961538,-2.4674787240202292E-2,65.454545454547997,51.414141414139991,3.9083148695917558E-2,9.3313209159318067E-2,7.3903312345535097,7.5380553065342886,7.5399042659970243]
[96,1,0,90.000002656260094,9.9999998229294,0,0,0,{"$error":"#N/A"},{"$error":"#N/A"},{"$error":"#N/A"},{"$error":"#N/A"},{"$error":"#N/A"},{"$error":"#N/A"},{"$error":"#N/A"},{"$error":"#N/A"},{"$error":"#N/A"},{"$error":"#N/A"},{"$error":"#N/A"},{"$error":"#N/A"},{"$error":"#N/A"},{"$error":"#N/A"},{"$error":"#N/A"},{"$error":"#N/A"},{"$error":"#N/A"},{"$error":"#N/A"},{"$error":"#N/A"},{"$error":"#N/A"},{"$error":"#N/A"},{"$error":"#N/A"},{"$error":"#N/A"},{"$error":"#N/A"},{"$error":"#N/A"},{"$error":"#N/A"},{"$error":"#N/A"},{"$error":"#N/A"},{"$error":"#N/A"},{"$error":"#N/A"},{"$error":"#N/A"},{"$error":"#N/A"},{"$error":"#N/A"},{"$error":"#N/A"},{"$error":"#N/A"},{"$error":"#N/A"},{"$error":"#N/A"},false,{"$error":"#N/A"},{"$error":"#N/A"},{"$error":"#N/A"},{"$error":"#N/A"},{"$error":"#N/A"},{"$error":"#N/A"},{"$error":"#N/A"},{"$error":"#N/A"},{"$error":"#N/A"},{"$error":"#N/A"},{"$error":"#N/A"},{"$error":"#N/A"},{"$error":"#N/A"},{"$error":"#N/A"},{"$error":"#N/A"},{"$error":"#N/A"}]
[96,18,0,80.200001093403401,269.39999072482902,99,54,264.38006999999999,0.54545456000000003,18.610009765625001,754.13030000000003,770.43089999999995,765.66565000000003,6.2056000000000004E-3,2.5379999999999999E-4,18.646997070312501,721.4,736.89440000000002,732.93190000000004,6.2058E-3,0,18.605004882812501,758.80899999999997,775.2278,770.59839999999997,6.2076001999999998E-3,2.879E-4,18.611993408203102,748.91669999999999,765.09730000000002,760.87585000000001,6.2071000000000001E-3,2.117E-4,18.610986328125001,752.20569999999998,768.46169999999995,764.39499999999998,6.2030000000000002E-3,2.4130000000000001E-4,18.571008300781202,743.92610000000002,760.10630000000003,755.80629999999996,6.2018999999999998E-3,1.784E-4,true,0.61851750754025103,37.408585055643876,25.294117647058822,35.994331601322635,11.844390413337969,75.3,25.450748620961388,0.53772969369830703,2.0561103417283415,71.819999999981249,67.272727272712913,8.0585136376098987E-3,3.2221791603126437E-2,4.5370529525921892,4.5510591476879085,4.4661379863531634]
[97,15,0,48.299999029394698,234.000022448751,338,311,40.587443999999998,0.92011832999999998,18.394982910156202,1722.1522,1760.1211000000001,1751.9829,1.209E-2,1.7882E-3,18.661004638671798,1487.2092,1518.8271,1511.5473999999999,1.20848E-2,0,18.365014648437501,1743.5944999999999,1782.2234000000001,1774.7963999999999,1.2105899999999999E-2,1.9361000000000001E-3,18.400994873046798,1714.384,1752.154,1744.2109,1.2024699999999999E-2,1.7943E-3,18.412988281250001,1735.923,1774.0920000000001,1766.3208,1.20649E-2,1.9183999E-3,18.132989501953102,1675.0764999999999,1713.5093999999999,1705.7757999999999,1.1967500000000001E-2,1.5515999E-3,true,0.46236591334539973,30.482554525627048,26.616687568157033,7.9028033216296034,7.6390682299467993,75.3,7.7609887037244158,0.47929747895596858,-0.13140568943999367,34.209445585215569,25.872689938398256,0.6752767220803868,0.13134091641264778,15.797575754641645,15.886864278363225,15.906580236914836]
[98,5,0,90.000002656260094,69.599994347697304,0,0,0,{"$error":"#N/A"},{"$error":"#N/A"},{"$error":"#N/A"},{"$error":"#N/A"},{"$error":"#N/A"},{"$error":"#N/A"},{"$error":"#N/A"},{"$error":"#N/A"},{"$error":"#N/A"},{"$error":"#N/A"},{"$error":"#N/A"},{"$error":"#N/A"},{"$error":"#N/A"},{"$error":"#N/A"},{"$error":"#N/A"},{"$error":"#N/A"},{"$error":"#N/A"},{"$error":"#N/A"},{"$error":"#N/A"},{"$error":"#N/A"},{"$error":"#N/A"},{"$error":"#N/A"},{"$error":"#N/A"},{"$error":"#N/A"},{"$error":"#N/A"},{"$error":"#N/A"},{"$error":"#N/A"},{"$error":"#N/A"},{"$error":"#N/A"},{"$error":"#N/A"},{"$error":"#N/A"},{"$error":"#N/A"},{"$error":"#N/A"},{"$error":"#N/A"},{"$error":"#N/A"},{"$error":"#N/A"},{"$error":"#N/A"},false,{"$error":"#N/A"},{"$error":"#N/A"},{"$error":"#N/A"},{"$error":"#N/A"},{"$error":"#N/A"},{"$error":"#N/A"},{"$error":"#N/A"},{"$error":"#N/A"},{"$error":"#N/A"},{"$error":"#N/A"},{"$error":"#N/A"},{"$error":"#N/A"},{"$error":"#N/A"},{"$error":"#N/A"},{"$error":"#N/A"},{"$error":"#N/A"}]
[98,22,0,90.000002656260094,315.39998517470599,0,0,0,{"$error":"#N/A"},{"$error":"#N/A"},{"$error":"#N/A"},{"$error":"#N/A"},{"$error":"#N/A"},{"$error":"#N/A"},{"$error":"#N/A"},{"$error":"#N/A"},{"$error":"#N/A"},{"$error":"#N/A"},{"$error":"#N/A"},{"$error":"#N/A"},{"$error":"#N/A"},{"$error":"#N/A"},{"$error":"#N/A"},{"$error":"#N/A"},{"$error":"#N/A"},{"$error":"#N/A"},{"$error":"#N/A"},{"$error":"#N/A"},{"$error":"#N/A"},{"$error":"#N/A"},{"$error":"#N/A"},{"$error":"#N/A"},{"$error":"#N/A"},{"$error":"#N/A"},{"$error":"#N/A"},{"$error":"#N/A"},{"$error":"#N/A"},{"$error":"#N/A"},{"$error":"#N/A"},{"$error":"#N/A"},{"$error":"#N/A"},{"$error":"#N/A"},{"$error":"#N/A"},{"$error":"#N/A"},{"$error":"#N/A"},false,{"$error":"#N/A"},{"$error":"#N/A"},{"$error":"#N/A"},{"$error":"#N/A"},{"$error":"#N/A"},{"$error":"#N/A"},{"$error":"#N/A"},{"$error":"#N/A"},{"$error":"#N/A"},{"$error":"#N/A"},{"$error":"#N/A"},{"$error":"#N/A"},{"$error":"#N/A"},{"$error":"#N/A"},{"$error":"#N/A"},{"$error":"#N/A"}]
[99,17,0,68.299997460997602,260.20001126294699,144,140,10.818215,0.97222220000000004,14.277001953125,713.29190000000006,739.02710000000002,735.40409999999997,5.4450000000000002E-3,6.9769999999999999E-4,14.3770080566406,623.33929999999998,645.55079999999998,641.79834000000005,5.4441999999999997E-3,0,14.2669921875,721.71489999999994,747.78357000000005,744.01639999999998,5.4516E-3,7.5650000000000001E-4,14.2839904785156,710.73260000000005,736.36170000000004,732.81700000000001,5.4301000000000002E-3,6.9260000000000003E-4,14.2929931640625,719.46379999999999,745.39380000000006,741.74145999999996,5.4365999999999998E-3,7.5389999999999995E-4,14.1830078125,694.0154,719.26404000000002,715.5752,5.4133000000000002E-3,5.8E-4,true,0.49023912654895163,30.149511213341,26.4749856239218,9.2261045336413439,7.7726371447455422,75.3,8.8042138454923311,0.58128035779677267,-0.80154646866273505,36.43776824034358,27.210300429184681,0.39594114288870053,0.1210653753026647,14.430760261706599,14.480084293908401,14.584917748462845]
[100,9,0,57.3000002664254,111.000003923657,265,243,40.722619999999999,0.91698115999999996,17.424981689453102,1352.0183999999999,1386.3613,1380.126,9.4473995000000002E-3,1.6042999999999999E-3,17.693994140625001,1142.5954999999999,1170.6973,1165.1135999999999,9.4488999999999997E-3,0,17.407983398437501,1371.694,1406.6248000000001,1400.4918,9.4756000000000007E-3,1.7267000000000001E-3,17.451013183593702,1347.3698999999999,1381.4808,1374.5456999999999,9.3915000000000005E-3,1.6245999999999999E-3,17.458001708984298,1368.1041,1402.7097000000001,1396.0721000000001,9.4429000000000006E-3,1.7319E-3,17.227990722656202,1318.3378,1352.7166,1345.6057000000001,9.3331999999999998E-3,1.4610000000000001E-3,true,0.4497601022186678,29.808047249907716,26.039128829826502,6.2846239074233701,7.0886662419644475,75.3,6.8887985414199342,0.4769550591771361,-0.1873405798294743,32.980856882406549,25.314494074749344,0.89549060320501805,0.29761176073282991,18.328699876728034,18.421841410243278,18.454200517443116]
[101,2,0,90.000002656260094,27.899993149343601,0,0,0,{"$error":"#N/A"},{"$error":"#N/A"},{"$error":"#N/A"},{"$error":"#N/A"},{"$error":"#N/A"},{"$error":"#N/A"},{"$error":"#N/A"},{"$error":"#N/A"},{"$error":"#N/A"},{"$error":"#N/A"},{"$error":"#N/A"},{"$error":"#N/A"},{"$error":"#N/A"},{"$error":"#N/A"},{"$error":"#N/A"},{"$error":"#N/A"},{"$error":"#N/A"},{"$error":"#N/A"},{"$error":"#N/A"},{"$error":"#N/A"},{"$error":"#N/A"},{"$error":"#N/A"},{"$error":"#N/A"},{"$error":"#N/A"},{"$error":"#N/A"},{"$error":"#N/A"},{"$error":"#N/A"},{"$error":"#N/A"},{"$error":"#N/A"},{"$error":"#N/A"},{"$error":"#N/A"},{"$error":"#N/A"},{"$error":"#N/A"},{"$error":"#N/A"},{"$error":"#N/A"},{"$error":"#N/A"},{"$error":"#N/A"},false,{"$error":"#N/A"},{"$error":"#N/A"},{"$error":"#N/A"},{"$error":"#N/A"},{"$error":"#N/A"},{"$error":"#N/A"},{"$error":"#N/A"},{"$error":"#N/A"},{"$error":"#N/A"},{"$error":"#N/A"},{"$error":"#N/A"},{"$error":"#N/A"},{"$error":"#N/A"},{"$error":"#N/A"},{"$error":"#N/A"},{"$error":"#N/A"}]
[101,19,0,90.000002656260094,281.00000030632901,2,2,0,1,{"$error":"#N/A"},{"$error":"#N/A"},{"$error":"#N/A"},{"$error":"#N/A"},{"$error":"#N/A"},{"$error":"#N/A"},{"$error":"#N/A"},{"$error":"#N/A"},{"$error":"#N/A"},{"$error":"#N/A"},{"$error":"#N/A"},{"$error":"#N/A"},{"$error":"#N/A"},{"$error":"#N/A"},{"$error":"#N/A"},{"$error":"#N/A"},{"$error":"#N/A"},{"$error":"#N/A"},{"$error":"#N/A"},{"$error":"#N/A"},{"$error":"#N/A"},{"$error":"#N/A"},{"$error":"#N/A"},{"$error":"#N/A"},{"$error":"#N/A"},{"$error":"#N/A"},{"$error":"#N/A"},{"$error":"#N/A"},{"$error":"#N/A"},{"$error":"#N/A"},{"$error":"#N/A"},{"$error":"#N/A"},{"$error":"#N/A"},{"$error":"#N/A"},{"$error":"#N/A"},{"$error":"#N/A"},false,{"$error":"#N/A"},{"$error":"#N/A"},{"$error":"#N/A"},{"$error":"#N/A"},{"$error":"#N/A"},{"$error":"#N/A"},{"$error":"#N/A"},{"$error":"#N/A"},{"$error":"#N/A"},{"$error":"#N/A"},{"$error":"#N/A"},{"$error":"#N/A"},{"$error":"#N/A"},{"$error":"#N/A"},{"$error":"#N/A"},{"$error":"#N/A"}]
[102,13,0,33.900000450062002,193.199996117578,328,303,30.120037,0.9237805,21.558007812500001,1779.7293999999999,1800.3021000000001,1794.6904,1.3044E-2,1.2735999999999999E-3,21.734002685546798,1613.2809,1631.0266999999999,1625.3326,1.30475E-2,0,21.527978515625001,1795.1844000000001,1816.1072999999999,1810.8369,1.30533E-2,1.3822999999999999E-3,21.550988769531202,1773.6619000000001,1794.1971000000001,1789.2910999999999,1.30466E-2,1.2248000000000001E-3,21.566003417968702,1793.5998999999999,1814.27,1809.5417,1.30391E-2,1.3846001E-3,21.296990966796798,1735.9966999999999,1757.5952,1753.2102,1.3035400000000001E-2,9.4859999999999996E-4,true,0.31170879598486029,29.947245424943709,26.334860932371345,12.859242325277576,7.8637054185053845,75.3,11.241834170854272,0.34911139100297589,-0.42047377075327574,68.378378378392185,50.270270270278118,5.1354375852707967E-2,7.1246351497322724E-2,10.317391100334726,10.378456710733198,10.419885751384056]
[102,14,0,38.7999988029786,217.100009494397,932,292,821.20983999999999,0.31330471999999998,38.261987304687501,5658.0469999999996,5410.1293999999998,5398.9750000000004,4.1835900000000002E-2,2.5068E-3,38.549981689453098,5338.2505000000001,5099.107,5089.0529999999999,4.1809499999999999E-2,0,38.198999023437501,5684.9830000000002,5437.0780000000004,5426.5,4.1835700000000003E-2,2.7204998999999998E-3,38.256005859375001,5621.0339999999997,5374.8433000000005,5365.0619999999999,4.1817500000000001E-2,2.2307999999999998E-3,38.277001953125001,5675.7573000000002,5426.7650000000003,5415.7627000000002,4.18293E-2,2.6540000000000001E-3,37.796014404296898,5570.7236000000003,5335.241,5325.5565999999999,4.1769000000000001E-2,1.8805E-3,true,0.20617621456520877,30.859727213962501,24.528765352294759,21.951761699838634,7.8551702942536323,75.3,17.688966012446148,0.1971717792939055,0.15927914947535471,31.06135986733063,28.04311774461037,4.3522448735577868E-2,-4.7806060374799841E-4,5.990661172607008,6.099546449996045,6.0899739106666901]
[103,21,0,90.000002656260094,303.20001663353497,0,0,0,{"$error":"#N/A"},{"$error":"#N/A"},{"$error":"#N/A"},{"$error":"#N/A"},{"$error":"#N/A"},{"$error":"#N/A"},{"$error":"#N/A"},{"$error":"#N/A"},{"$error":"#N/A"},{"$error":"#N/A"},{"$error":"#N/A"},{"$error":"#N/A"},{"$error":"#N/A"},{"$error":"#N/A"},{"$error":"#N/A"},{"$error":"#N/A"},{"$error":"#N/A"},{"$error":"#N/A"},{"$error":"#N/A"},{"$error":"#N/A"},{"$error":"#N/A"},{"$error":"#N/A"},{"$error":"#N/A"},{"$error":"#N/A"},{"$error":"#N/A"},{"$error":"#N/A"},{"$error":"#N/A"},{"$error":"#N/A"},{"$error":"#N/A"},{"$error":"#N/A"},{"$error":"#N/A"},{"$error":"#N/A"},{"$error":"#N/A"},{"$error":"#N/A"},{"$error":"#N/A"},{"$error":"#N/A"},{"$error":"#N/A"},false,{"$error":"#N/A"},{"$error":"#N/A"},{"$error":"#N/A"},{"$error":"#N/A"},{"$error":"#N/A"},{"$error":"#N/A"},{"$error":"#N/A"},{"$error":"#N/A"},{"$error":"#N/A"},{"$error":"#N/A"},{"$error":"#N/A"},{"$error":"#N/A"},{"$error":"#N/A"},{"$error":"#N/A"},{"$error":"#N/A"},{"$error":"#N/A"}]
[104,1,0,90.000002656260094,9.6999972722329506,0,0,0,{"$error":"#N/A"},{"$error":"#N/A"},{"$error":"#N/A"},{"$error":"#N/A"},{"$error":"#N/A"},{"$error":"#N/A"},{"$error":"#N/A"},{"$error":"#N/A"},{"$error":"#N/A"},{"$error":"#N/A"},{"$error":"#N/A"},{"$error":"#N/A"},{"$error":"#N/A"},{"$error":"#N/A"},{"$error":"#N/A"},{"$error":"#N/A"},{"$error":"#N/A"},{"$error":"#N/A"},{"$error":"#N/A"},{"$error":"#N/A"},{"$error":"#N/A"},{"$error":"#N/A"},{"$error":"#N/A"},{"$error":"#N/A"},{"$error":"#N/A"},{"$error":"#N/A"},{"$error":"#N/A"},{"$error":"#N/A"},{"$error":"#N/A"},{"$error":"#N/A"},{"$error":"#N/A"},{"$error":"#N/A"},{"$error":"#N/A"},{"$error":"#N/A"},{"$error":"#N/A"},{"$error":"#N/A"},{"$error":"#N/A"},false,{"$error":"#N/A"},{"$error":"#N/A"},{"$error":"#N/A"},{"$error":"#N/A"},{"$error":"#N/A"},{"$error":"#N/A"},{"$error":"#N/A"},{"$error":"#N/A"},{"$error":"#N/A"},{"$error":"#N/A"},{"$error":"#N/A"},{"$error":"#N/A"},{"$error":"#N/A"},{"$error":"#N/A"},{"$error":"#N/A"},{"$error":"#N/A"}]
[104,18,0,78.300006390845994,271.60000862043199,61,61,0,1,3.3239990234375201,271.64420000000001,289.66708,288.40875,2.4092001999999999E-3,2.6150000000000001E-4,3.3570190429687701,239.26039,254.69550000000001,253.50545,2.4096999999999999E-3,0,3.3179870605468902,274.63099999999997,292.89330000000001,291.72185999999999,2.4104999999999999E-3,2.8420000000000002E-4,3.3260131835937701,270.71960000000001,288.6696,287.5455,2.4087000000000002E-3,2.5460001999999998E-4,3.3260131835937701,273.10359999999997,291.2396,290.12124999999997,2.4072999999999998E-3,2.7500000000000002E-4,3.2790161132812701,262.60079999999999,279.94589999999999,278.9554,2.4057000000000002E-3,1.9239999999999999E-4,true,0.43440559417383606,31.113801452784507,27.530268765133169,11.626071356946488,7.9873328641801518,75.3,10.213002676864244,0.46724421907729563,-0.33538096404357337,50.000000000005414,38.750000000004405,7.4729106987159177E-2,5.3922422733876374E-2,13.534964981040117,13.730741218435341,13.768264153689794]
[105,23,0,90.000002656260094,332.39999452702,0,0,0,{"$error":"#N/A"},{"$error":"#N/A"},{"$error":"#N/A"},{"$error":"#N/A"},{"$error":"#N/A"},{"$error":"#N/A"},{"$error":"#N/A"},{"$error":"#N/A"},{"$error":"#N/A"},{"$error":"#N/A"},{"$error":"#N/A"},{"$error":"#N/A"},{"$error":"#N/A"},{"$error":"#N/A"},{"$error":"#N/A"},{"$error":"#N/A"},{"$error":"#N/A"},{"$error":"#N/A"},{"$error":"#N/A"},{"$error":"#N/A"},{"$error":"#N/A"},{"$error":"#N/A"},{"$error":"#N/A"},{"$error":"#N/A"},{"$error":"#N/A"},{"$error":"#N/A"},{"$error":"#N/A"},{"$error":"#N/A"},{"$error":"#N/A"},{"$error":"#N/A"},{"$error":"#N/A"},{"$error":"#N/A"},{"$error":"#N/A"},{"$error":"#N/A"},{"$error":"#N/A"},{"$error":"#N/A"},{"$error":"#N/A"},false,{"$error":"#N/A"},{"$error":"#N/A"},{"$error":"#N/A"},{"$error":"#N/A"},{"$error":"#N/A"},{"$error":"#N/A"},{"$error":"#N/A"},{"$error":"#N/A"},{"$error":"#N/A"},{"$error":"#N/A"},{"$error":"#N/A"},{"$error":"#N/A"},{"$error":"#N/A"},{"$error":"#N/A"},{"$error":"#N/A"},{"$error":"#N/A"}]
[106,5,0,90.000002656260094,67.600003247179203,0,0,0,{"$error":"#N/A"},{"$error":"#N/A"},{"$error":"#N/A"},{"$error":"#N/A"},{"$error":"#N/A"},{"$error":"#N/A"},{"$error":"#N/A"},{"$error":"#N/A"},{"$error":"#N/A"},{"$error":"#N/A"},{"$error":"#N/A"},{"$error":"#N/A"},{"$error":"#N/A"},{"$error":"#N/A"},{"$error":"#N/A"},{"$error":"#N/A"},{"$error":"#N/A"},{"$error":"#N/A"},{"$error":"#N/A"},{"$error":"#N/A"},{"$error":"#N/A"},{"$error":"#N/A"},{"$error":"#N/A"},{"$error":"#N/A"},{"$error":"#N/A"},{"$error":"#N/A"},{"$error":"#N/A"},{"$error":"#N/A"},{"$error":"#N/A"},{"$error":"#N/A"},{"$error":"#N/A"},{"$error":"#N/A"},{"$error":"#N/A"},{"$error":"#N/A"},{"$error":"#N/A"},{"$error":"#N/A"},{"$error":"#N/A"},false,{"$error":"#N/A"},{"$error":"#N/A"},{"$error":"#N/A"},{"$error":"#N/A"},{"$error":"#N/A"},{"$error":"#N/A"},{"$error":"#N/A"},{"$error":"#N/A"},{"$error":"#N/A"},{"$error":"#N/A"},{"$error":"#N/A"},{"$error":"#N/A"},{"$error":"#N/A"},{"$error":"#N/A"},{"$error":"#N/A"},{"$error":"#N/A"}]
[106,22,0,90.000002656260094,317.20001747846698,0,0,0,{"$error":"#N/A"},{"$error":"#N/A"},{"$error":"#N/A"},{"$error":"#N/A"},{"$error":"#N/A"},{"$error":"#N/A"},{"$error":"#N/A"},{"$error":"#N/A"},{"$error":"#N/A"},{"$error":"#N/A"},{"$error":"#N/A"},{"$error":"#N/A"},{"$error":"#N/A"},{"$error":"#N/A"},{"$error":"#N/A"},{"$error":"#N/A"},{"$error":"#N/A"},{"$error":"#N/A"},{"$error":"#N/A"},{"$error":"#N/A"},{"$error":"#N/A"},{"$error":"#N/A"},{"$error":"#N/A"},{"$error":"#N/A"},{"$error":"#N/A"},{"$error":"#N/A"},{"$error":"#N/A"},{"$error":"#N/A"},{"$error":"#N/A"},{"$error":"#N/A"},{"$error":"#N/A"},{"$error":"#N/A"},{"$error":"#N/A"},{"$error":"#N/A"},{"$error":"#N/A"},{"$error":"#N/A"},{"$error":"#N/A"},false,{"$error":"#N/A"},{"$error":"#N/A"},{"$error":"#N/A"},{"$error":"#N/A"},{"$error":"#N/A"},{"$error":"#N/A"},{"$error":"#N/A"},{"$error":"#N/A"},{"$error":"#N/A"},{"$error":"#N/A"},{"$error":"#N/A"},{"$error":"#N/A"},{"$error":"#N/A"},{"$error":"#N/A"},{"$error":"#N/A"},{"$error":"#N/A"}]
[107,9,0,55.500001961828602,108.900001854108,482,171,549.07587000000001,0.35477180000000003,28.821008300781202,4108.3559999999998,4056.5106999999998,4049.0781000000002,3.0868099999999999E-2,1.3151E-3,29.059014892578102,3941.1570000000002,3888.2831999999999,3881.4969999999998,3.08872E-2,0,28.797998046875001,4128.1589999999997,4076.4047999999998,4068.6017999999999,3.0915700000000001E-2,1.421E-3,28.843011474609298,4085.4888000000001,4033.5954999999999,4026.6747999999998,3.08265E-2,1.1793000000000001E-3,28.860986328125001,4103.8477000000003,4051.5254,4044.0392999999999,3.08673E-2,1.2813E-3,28.662011718750001,4061.7446,4012.6194,4005.7824999999998,3.0750799999999998E-2,1.0708E-3,true,0.18322643645435566,36.636579572446557,25.154394299287414,20.495209022301353,7.4524982406755758,75.3,24.472055357007072,0.17452946842966605,0.21283268293832461,34.154506437768212,26.49785407725323,0.28936142604578663,0.15396707821593303,4.2423836452087453,4.3265238499088738,4.3174347423172126]
[108,9,0,55.299999451860401,108.69999934414,191,188,5.269819,0.98429319999999998,10.8780151367187,859.18169999999998,899.88049999999998,892.60846000000004,6.0400999999999996E-3,1.2298999000000001E-3,11.1060119628906,700.26769999999999,732.84389999999996,726.66863999999998,6.0416999999999997E-3,0,10.8659912109375,873.99096999999995,915.44420000000002,908.25540000000001,6.0616000000000003E-3,1.3225999999999999E-3,10.8990112304687,856.54390000000001,897.06280000000004,889.44713999999999,5.9966999999999998E-3,1.2531E-3,10.9059997558593,872.26919999999996,913.5172,906.24743999999998,6.0371000000000001E-3,1.3341E-3,10.7000061035156,834.29319999999996,874.30619999999999,866.85297000000003,5.9547997E-3,1.1232E-3,true,0.80811174372596661,29.454717875770509,26.159317211948796,5.5462453116271515,7.0089293815212343,75.3,5.9110500781405051,0.84264329688764283,-0.20411774001463923,32.976902878847362,25.091147905900673,1.0822619107175635,0.35469183053979947,22.693321425506273,22.792930390769445,22.835693033347368]
[109,2,0,90.000002656260094,26.800003629635501,0,0,0,{"$error":"#N/A"},{"$error":"#N/A"},{"$error":"#N/A"},{"$error":"#N/A"},{"$error":"#N/A"},{"$error":"#N/A"},{"$error":"#N/A"},{"$error":"#N/A"},{"$error":"#N/A"},{"$error":"#N/A"},{"$error":"#N/A"},{"$error":"#N/A"},{"$error":"#N/A"},{"$error":"#N/A"},{"$error":"#N/A"},{"$error":"#N/A"},{"$error":"#N/A"},{"$error":"#N/A"},{"$error":"#N/A"},{"$error":"#N/A"},{"$error":"#N/A"},{"$error":"#N/A"},{"$error":"#N/A"},{"$error":"#N/A"},{"$error":"#N/A"},{"$error":"#N/A"},{"$error":"#N/A"},{"$error":"#N/A"},{"$error":"#N/A"},{"$error":"#N/A"},{"$error":"#N/A"},{"$error":"#N/A"},{"$error":"#N/A"},{"$error":"#N/A"},{"$error":"#N/A"},{"$error":"#N/A"},{"$error":"#N/A"},false,{"$error":"#N/A"},{"$error":"#N/A"},{"$error":"#N/A"},{"$error":"#N/A"},{"$error":"#N/A"},{"$error":"#N/A"},{"$error":"#N/A"},{"$error":"#N/A"},{"$error":"#N/A"},{"$error":"#N/A"},{"$error":"#N/A"},{"$error":"#N/A"},{"$error":"#N/A"},{"$error":"#N/A"},{"$error":"#N/A"},{"$error":"#N/A"}]
[109,11,0,36.500001508996398,140.899995459054,356,335,26.124054000000001,0.94101124999999997,19.559991455078102,1873.5037,1907.557,1898.8895,1.35034E-2,1.5299000000000001E-3,19.846002197265602,1674.2771,1703.2219,1693.9711,1.35131E-2,0,19.532983398437501,1893.259,1927.8425,1918.8326,1.3521099E-2,1.6628999999999999E-3,19.576989746093702,1866.9777999999999,1900.8187,1893.0422000000001,1.3485499999999999E-2,1.4977E-3,19.579003906250001,1887.9445000000001,1922.1484,1915.4998000000001,1.3494000000000001E-2,1.6494999999999999E-3,19.241998291015602,1825.7902999999999,1860.9529,1853.4738,1.34596E-2,1.2097E-3,true,0.45437698585153774,30.304683947248744,26.548431105047747,11.030246377779251,7.9980756509711926,75.3,9.8263285182038036,0.54313533662290425,-0.87216871341341529,37.877616279069436,27.529069767441435,0.26397983018797699,0.13089912291892603,11.89926088100948,11.996974674879416,12.09692420372461]
[110,13,0,31.099999309670999,194.19999895337301,333,321,14.014317999999999,0.96396400000000004,16.598992919921798,1801.5310999999999,1852.1713999999999,1842.2316000000001,1.3160699999999999E-2,1.3232001000000001E-3,16.830010986328102,1628.7118,1673.3516,1662.3074999999999,1.31653E-2,0,16.573999023437501,1817.4690000000001,1868.6986999999999,1858.9661000000001,1.3168801000000001E-2,1.4368E-3,16.603997802734298,1795.6315999999999,1846.0836999999999,1837.2106000000001,1.31634995E-2,1.2757000000000001E-3,16.628015136718702,1813.9745,1864.7832000000001,1855.5436999999999,1.31568E-2,1.4222E-3,16.295983886718702,1754.425,1805.5435,1797.2819,1.3150200000000001E-2,9.7420000000000004E-4,true,0.53665659668429588,30.325892857142854,26.729910714285715,12.628360899898095,7.9064518374164727,75.3,10.94611472595868,0.65999877132815787,-1.3501175942009449,48.183333333337785,40.150757575759719,4.0274244702187545E-2,6.1516610358081092E-2,10.610796827283984,10.686325575569414,10.823755532595515]
[111,6,0,87.699998076742801,76.599999627186506,6,6,0,1,-0.97000732421872704,5.0453999999999999,4.9466999999999999,4.9389419999999999,2.331E-4,2.3600001E-5,-0.97000732421872704,4.1571999999999996,4.0755999999999997,4.0692104999999996,2.33E-4,0,-0.97000732421872704,5.1124000000000001,5.0128000000000004,5.0052719999999997,2.3279999999999999E-4,2.5700000000000001E-5,-0.97000732421872704,5.0027999999999997,4.9051,4.8979235000000001,2.3269999999999999E-4,2.2600001E-5,-0.97000732421872704,5.0887000000000002,4.9893999999999998,4.9819599999999999,2.33E-4,2.4699999000000001E-5,-0.97501220703122704,4.7709999999999999,4.6776999999999997,4.670744,2.3269999999999999E-4,1.7E-5,true,0.15683182727879055,31.29870276606529,27.272729515938899,13.716809127574825,8.1712023346303564,75.3,10.877118225545837,0.15677446265580647,6.2396178616175855E-4,23.333333333333332,20,4.2973785990541025E-2,-0.12886597938144284,21.365342057153864,21.373540092256363,21.373470357456327]
[111,13,0,30.8000004017421,194.299995351333,418,385,38.418556000000002,0.92105263000000004,15.8969970703125,2291.2864,2360.6439999999998,2349.1300999999999,1.6571099999999998E-2,1.6508E-3,16.184991455078102,2075.9502000000002,2136.9238,2124.0504999999998,1.6578099999999998E-2,0,15.8690124511718,2311.2460000000001,2381.4229999999998,2370.0349999999999,1.65813E-2,1.7929E-3,15.902001953125,2283.3634999999999,2352.4521,2342.2040000000002,1.6574999999999999E-2,1.5866000000000001E-3,15.9399963378906,2304.4191999999998,2373.85,2362.9823999999999,1.6566500000000001E-2,1.7556E-3,15.5240112304687,2230.7896000000001,2301.0785999999998,2291.5709999999999,1.6557599999999999E-2,1.2028E-3,true,0.48774402239388581,30.674746743849489,26.942836468885673,13.002647170049153,7.925706955212231,75.3,11.03822389144657,0.60242204237700003,-1.2658416600013986,46.6292134831398,39.550561797747811,3.8009049773757297E-2,6.1515080241003606E-2,10.37289815526402,10.469264276058873,10.596716038531101]
[112,17,0,65.300003524685295,264.00001038210797,103,103,0,1,16.004998779296798,450.77210000000002,464.17590000000001,458.80615,3.5504E-3,5.4350000000000004E-4,16.094018554687501,381.87259999999998,392.97019999999998,387.54065000000003,3.5496E-3,0,15.9979797363281,457.14089999999999,470.7593,465.17034999999998,3.5561999999999998E-3,5.8779999999999998E-4,16.006982421875001,449.07830000000001,462.42660000000001,457.20681999999999,3.5343000000000002E-3,5.4589999999999999E-4,16.019006347656202,455.98590000000002,469.53631999999999,464.20963,3.5416000000000002E-3,5.9310003000000004E-4,15.922998046875,437.38139999999999,450.47859999999997,445.03424000000001,3.5203999999999999E-3,4.6779998000000001E-4,true,1.1568351566722894,29.577012938143277,26.233039811237102,7.6753984246198836,7.5365770670295928,75.3,7.5324747010119593,1.3816696533223003,-1.6935601579309649,36.886792452829894,26.556603773584946,0.61964179611238013,0.1630954389516881,18.042535651942572,18.119872702815641,18.389167691182841]
[113,10,0,43.900002094375097,120.99999342541101,310,291,26.368706,0.93870969999999998,19.344018554687501,1552.2933,1581.6937,1569.9784,1.1025699999999999E-2,1.5560000000000001E-3,19.553002929687501,1348.3068000000001,1373.0129999999999,1360.0745999999999,1.10236E-2,0,19.310998535156202,1572.1020000000001,1602.0634,1589.9358,1.1046200000000001E-2,1.6869999999999999E-3,19.357995605468702,1545.8226,1575.0372,1562.8804,1.0973999999999999E-2,1.5586E-3,19.368005371093702,1571.0346999999999,1600.6652999999999,1587.0042000000001,1.1012299999999999E-2,1.7126999999999999E-3,19.135003662109298,1513.7854,1543.5477000000001,1531.8583000000001,1.09269E-2,1.3607999999999999E-3,true,0.74068070195892355,29.269678886047167,25.620915032679743,8.2381624534838771,7.7652637818612869,75.3,8.0859254498714641,0.94233630708522087,-1.6305721895999581,33.969555035129027,25.51522248243559,0.65791871696738724,0.18558418279590594,15.129086347409949,15.198741745344007,15.433256381672008]
[113,15,0,43.900002094375097,239.00001719962799,444,338,147.10962000000001,0.76126130000000003,27.434991455078102,2522.6233000000002,2501.9787999999999,2492.393,1.8071400000000001E-2,1.9164E-3,27.678002929687501,2270.7121999999999,2250.2719999999999,2242.0320000000002,1.8065000000000001E-2,0,27.412988281250001,2544.5030000000002,2523.8739999999998,2515.4549999999999,1.8080200000000001E-2,2.0742999999999998E-3,27.442010498046798,2508.7399999999998,2488.1471999999999,2479.5641999999998,1.8008E-2,1.8736E-3,27.454003906250001,2536.6959999999999,2515.7710000000002,2507.7048,1.8051000000000001E-2,2.0441999999999999E-3,27.193017578125001,2467.1781999999998,2448.9645999999998,2440.83,1.79489E-2,1.6155E-3,true,0.38312874593501095,30.70212269652437,26.020527175180781,10.711998292058066,7.6122065275032513,75.3,10.429868503443958,0.36617795537605152,0.17679451655936612,32.859941234084211,25.788442703232022,0.40093291870280101,4.8672027964291598E-2,11.0939246285813,11.185616672117856,11.166700564487922]
[114,5,0,90.000002656260094,65.599997575590805,0,0,0,{"$error":"#N/A"},{"$error":"#N/A"},{"$error":"#N/A"},{"$error":"#N/A"},{"$error":"#N/A"},{"$error":"#N/A"},{"$error":"#N/A"},{"$error":"#N/A"},{"$error":"#N/A"},{"$error":"#N/A"},{"$error":"#N/A"},{"$error":"#N/A"},{"$error":"#N/A"},{"$error":"#N/A"},{"$error":"#N/A"},{"$error":"#N/A"},{"$error":"#N/A"},{"$error":"#N/A"},{"$error":"#N/A"},{"$error":"#N/A"},{"$error":"#N/A"},{"$error":"#N/A"},{"$error":"#N/A"},{"$error":"#N/A"},{"$error":"#N/A"},{"$error":"#N/A"},{"$error":"#N/A"},{"$error":"#N/A"},{"$error":"#N/A"},{"$error":"#N/A"},{"$error":"#N/A"},{"$error":"#N/A"},{"$error":"#N/A"},{"$error":"#N/A"},{"$error":"#N/A"},{"$error":"#N/A"},{"$error":"#N/A"},false,{"$error":"#N/A"},{"$error":"#N/A"},{"$error":"#N/A"},{"$error":"#N/A"},{"$error":"#N/A"},{"$error":"#N/A"},{"$error":"#N/A"},{"$error":"#N/A"},{"$error":"#N/A"},{"$error":"#N/A"},{"$error":"#N/A"},{"$error":"#N/A"},{"$error":"#N/A"},{"$error":"#N/A"},{"$error":"#N/A"},{"$error":"#N/A"}]
[114,22,0,90.000002656260094,318.49999008004897,0,0,0,{"$error":"#N/A"},{"$error":"#N/A"},{"$error":"#N/A"},{"$error":"#N/A"},{"$error":"#N/A"},{"$error":"#N/A"},{"$error":"#N/A"},{"$error":"#N/A"},{"$error":"#N/A"},{"$error":"#N/A"},{"$error":"#N/A"},{"$error":"#N/A"},{"$error":"#N/A"},{"$error":"#N/A"},{"$error":"#N/A"},{"$error":"#N/A"},{"$error":"#N/A"},{"$error":"#N/A"},{"$error":"#N/A"},{"$error":"#N/A"},{"$error":"#N/A"},{"$error":"#N/A"},{"$error":"#N/A"},{"$error":"#N/A"},{"$error":"#N/A"},{"$error":"#N/A"},{"$error":"#N/A"},{"$error":"#N/A"},{"$error":"#N/A"},{"$error":"#N/A"},{"$error":"#N/A"},{"$error":"#N/A"},{"$error":"#N/A"},{"$error":"#N/A"},{"$error":"#N/A"},{"$error":"#N/A"},{"$error":"#N/A"},false,{"$error":"#N/A"},{"$error":"#N/A"},{"$error":"#N/A"},{"$error":"#N/A"},{"$error":"#N/A"},{"$error":"#N/A"},{"$error":"#N/A"},{"$error":"#N/A"},{"$error":"#N/A"},{"$error":"#N/A"},{"$error":"#N/A"},{"$error":"#N/A"},{"$error":"#N/A"},{"$error":"#N/A"},{"$error":"#N/A"},{"$error":"#N/A"}]
[115,17,0,64.599999596819998,264.50001180000601,201,174,62.946575000000003,0.86567163000000003,25.991998291015602,1180.165,1176.1210000000001,1170.2121999999999,8.8187000000000005E-3,9.1819999999999998E-4,26.158013916015602,1060.0289,1055.8063999999999,1049.5582999999999,8.8158000000000004E-3,0,25.980981445312501,1191.4321,1187.4019000000001,1181.3059000000001,8.8292000000000006E-3,9.9390000000000004E-4,26.002984619140602,1174.6931,1170.6221,1164.8697999999999,8.7890999999999993E-3,9.0610002999999995E-4,26.012994384765602,1190.6176,1186.4594,1180.616,8.8080999999999993E-3,1.0088E-3,25.848992919921798,1159.1304,1155.7312999999999,1149.7273,8.77E-3,8.0570000000000001E-4,true,0.50239728735395039,29.266371245691779,24.943379123584439,9.6898760725126607,7.6164604084918093,75.3,10.604334567632325,0.59178463021251082,-0.9478932897838348,35.538057742782605,25.013123359579975,0.45624694223527218,0.11892357178453494,11.333285347220244,11.39551720845793,11.495683469893958]
[116,9,0,53.399999892279503,106.400004478669,549,123,714.49554000000001,0.22404371000000001,34.722985839843702,4762.5410000000002,4609.5434999999998,4600.3410000000003,3.6087498000000003E-2,1.1945E-3,34.895013427734398,4612.4840000000004,4461.6310000000003,4453.4853999999996,3.61082E-2,0,34.713006591796898,4781.1769999999997,4627.7573000000002,4617.8964999999998,3.6135300000000002E-2,1.2926000000000001E-3,34.751000976562501,4735.3525,4582.7856000000002,4574.2915000000003,3.6051300000000001E-2,1.0179001E-3,34.751000976562501,4756.9546,4603.7075000000004,4594.4853999999996,3.60995E-2,1.1391999999999999E-3,34.602990722656202,4715.3666999999996,4565.7370000000001,4557.3900000000003,3.5975399999999998E-2,9.3729999999999996E-4,true,0.19964015959496681,37.597820703318483,23.992080237741458,26.986921408102837,7.5893547887977757,75.3,31.211383842611973,0.18257000634971246,0.53278310518984195,32.884770346494918,26.116035455278208,0.2330013064716141,0.13228615785672027,3.2532795777719725,3.3152114103564245,3.297543088386476]
[117,2,0,90.000002656260094,25.800003222353102,0,0,0,{"$error":"#N/A"},{"$error":"#N/A"},{"$error":"#N/A"},{"$error":"#N/A"},{"$error":"#N/A"},{"$error":"#N/A"},{"$error":"#N/A"},{"$error":"#N/A"},{"$error":"#N/A"},{"$error":"#N/A"},{"$error":"#N/A"},{"$error":"#N/A"},{"$error":"#N/A"},{"$error":"#N/A"},{"$error":"#N/A"},{"$error":"#N/A"},{"$error":"#N/A"},{"$error":"#N/A"},{"$error":"#N/A"},{"$error":"#N/A"},{"$error":"#N/A"},{"$error":"#N/A"},{"$error":"#N/A"},{"$error":"#N/A"},{"$error":"#N/A"},{"$error":"#N/A"},{"$error":"#N/A"},{"$error":"#N/A"},{"$error":"#N/A"},{"$error":"#N/A"},{"$error":"#N/A"},{"$error":"#N/A"},{"$error":"#N/A"},{"$error":"#N/A"},{"$error":"#N/A"},{"$error":"#N/A"},{"$error":"#N/A"},false,{"$error":"#N/A"},{"$error":"#N/A"},{"$error":"#N/A"},{"$error":"#N/A"},{"$error":"#N/A"},{"$error":"#N/A"},{"$error":"#N/A"},{"$error":"#N/A"},{"$error":"#N/A"},{"$error":"#N/A"},{"$error":"#N/A"},{"$error":"#N/A"},{"$error":"#N/A"},{"$error":"#N/A"},{"$error":"#N/A"},{"$error":"#N/A"}]
[117,19,0,86.399996333019701,285.10002747556001,18,18,0,1,18.491998291015602,45.483699999999999,45.545499999999997,45.411819999999999,7.069E-4,7.1699999999999995E-5,18.499993896484298,37.931399999999996,37.871200000000002,37.787239999999997,7.0660000000000004E-4,0,18.491021728515602,46.142000000000003,46.216500000000003,46.073627000000002,7.0740003000000005E-4,7.7399999999999998E-5,18.490014648437501,45.201599999999999,45.257599999999996,45.138809999999999,7.0699999999999995E-4,6.9099999999999999E-5,18.495019531250001,45.970199999999998,46.041400000000003,45.915301999999997,7.071E-4,7.6000000000000004E-5,18.480004882812501,43.303800000000003,43.3247,43.218384,7.0640000000000004E-4,5.1700000000000003E-5,true,0.29350868911308087,30.576131687242793,27.160493827160494,12.011577424023145,7.3643410852713203,75.3,10.85913528591353,0.22169881070577299,0.77979318448995705,34.286142857143801,28.571428571427681,5.6581329561544713E-2,7.0685606275711077E-2,19.910417226888548,20.264211326812973,20.177657854873768]
[118,13,0,28.5999995057206,195.200001789167,385,366,21.640509999999999,0.95064930000000003,24.573999023437501,2100.3962000000001,2103.3728000000001,2096.1514000000002,1.5270199999999999E-2,1.4943999999999999E-3,24.805993652343702,1905.2248999999999,1906.4679000000001,1898.6198999999999,1.5275199999999999E-2,0,24.542993164062501,2118.4238,2121.6669999999999,2114.6869999999999,1.52801E-2,1.6221E-3,24.575006103515602,2093.4094,2096.3865000000001,2090.1215999999999,1.52722E-2,1.4391E-3,24.594995117187501,2118.2102,2121.0713000000001,2114.7954,1.52643E-2,1.6363E-3,24.243005371093702,2049.8816000000002,2055.0805999999998,2049.2026000000001,1.5258600000000001E-2,1.1203999999999999E-3,true,0.3433247781848231,29.724752859081217,26.177553789494091,12.716281008963936,7.8725109426052704,75.3,11.218281584582442,0.41165130553733342,-0.76650622353713516,57.719298245618091,43.859649122809039,5.1727976323001634E-2,6.479015189690962E-2,10.244003214528648,10.328256772642225,10.403951838912057]
[119,6,0,85.900004629169501,74.599993955598094,18,18,0,1,13.714990234375,45.721400000000003,45.794199999999996,45.674458000000001,7.0989999999999996E-4,7.1000000000000005E-5,13.725,38.260899999999999,38.135199999999998,38.06335,7.0989999999999996E-4,0,13.714990234375,46.312600000000003,46.404699999999998,46.280929999999998,7.094E-4,7.6799999999999997E-5,13.714990234375,45.420699999999997,45.4833,45.376519999999999,7.094E-4,6.8499999999999998E-5,13.7170043945312,46.302100000000003,46.393599999999999,46.276910000000001,7.0980000000000001E-4,7.6299999999999998E-5,13.7000061035156,43.650100000000002,43.658200000000001,43.561073,7.0929999999999995E-4,5.2299997999999999E-5,true,0.26147852784849424,30.208333315972226,26.750000270833308,12.116788321167871,7.5520833333333259,75.3,10.998591549295773,0.18840860936876627,0.80366618789886701,22.00000000000087,22.00000000000087,0,-7.0482097547208689E-2,19.499018580326137,20.083807086366402,19.995896314959143]
[119,23,0,90.000002656260094,334.40000019860798,0,0,0,{"$error":"#N/A"},{"$error":"#N/A"},{"$error":"#N/A"},{"$error":"#N/A"},{"$error":"#N/A"},{"$error":"#N/A"},{"$error":"#N/A"},{"$error":"#N/A"},{"$error":"#N/A"},{"$error":"#N/A"},{"$error":"#N/A"},{"$error":"#N/A"},{"$error":"#N/A"},{"$error":"#N/A"},{"$error":"#N/A"},{"$error":"#N/A"},{"$error":"#N/A"},{"$error":"#N/A"},{"$error":"#N/A"},{"$error":"#N/A"},{"$error":"#N/A"},{"$error":"#N/A"},{"$error":"#N/A"},{"$error":"#N/A"},{"$error":"#N/A"},{"$error":"#N/A"},{"$error":"#N/A"},{"$error":"#N/A"},{"$error":"#N/A"},{"$error":"#N/A"},{"$error":"#N/A"},{"$error":"#N/A"},{"$error":"#N/A"},{"$error":"#N/A"},{"$error":"#N/A"},{"$error":"#N/A"},{"$error":"#N/A"},false,{"$error":"#N/A"},{"$error":"#N/A"},{"$error":"#N/A"},{"$error":"#N/A"},{"$error":"#N/A"},{"$error":"#N/A"},{"$error":"#N/A"},{"$error":"#N/A"},{"$error":"#N/A"},{"$error":"#N/A"},{"$error":"#N/A"},{"$error":"#N/A"},{"$error":"#N/A"},{"$error":"#N/A"},{"$error":"#N/A"},{"$error":"#N/A"}]
[120,14,0,33.400001460676599,222.10000424527499,782,248,639.63750000000005,0.31713553999999999,40.463006591796898,4760.7120000000004,4516.7543999999998,4506.3890000000001,3.49193E-2,2.3486000000000002E-3,40.783013916015598,4456.4013999999997,4223.03,4213.5757000000003,3.48901E-2,0,40.409997558593702,4787.6875,4543.2,4533.0050000000001,3.4926400000000003E-2,2.5525999999999999E-3,40.458001708984398,4729.3819999999996,4487.049,4478.0709999999999,3.4903200000000002E-2,2.1191997999999998E-3,40.503991699218702,4764.0079999999998,4519.2187999999996,4508.95,3.4904200000000003E-2,2.3895000000000001E-3,40.025994873046898,4666.6934000000001,4434.3104999999996,4424.9013999999997,3.4842400000000003E-2,1.6896999999999999E-3,true,0.22948779327031113,32.330665904544148,26.137464989997138,20.451124995387417,7.991851445584885,75.3,15.868134207613044,0.22387480079467637,8.9067717909694644E-2,33.592233009708693,29.838187702265213,6.6469550069903072E-2,2.0328462137531034E-2,6.8286173682649123,6.9552998676305888,6.9492830044562819]
[121,10,0,42.000002534794298,118.69999855994099,774,114,888.11760000000004,0.14728682000000001,35.284997558593702,5404.6216000000004,5221.1959999999999,5201.5230000000001,4.0509799999999999E-2,1.8247999999999999E-3,35.515008544921898,5174.4340000000002,4994.7910000000002,4978.8270000000002,4.0517400000000002E-2,0,35.243981933593702,5427.3789999999999,5243.9170000000004,5225.0200000000004,4.0535099999999998E-2,1.9794000000000001E-3,35.287011718750001,5365.6760000000004,5183.5396000000001,5166.6009999999997,4.0471800000000002E-2,1.5545999999999999E-3,35.329003906250001,5398.3975,5214.3869999999997,5195.0200000000004,4.05248E-2,1.7604999999999999E-3,34.956994628906202,5325.24,5150.3135000000002,5134.2686000000003,4.0405101999999998E-2,1.3018999999999999E-3,true,0.3767910647292263,34.773222852158746,25.510248582642824,27.32535700501737,7.8104476103869942,75.3,23.199583516001756,0.31961297279505674,1.3265079191123932,30.860498922287562,25.572190011529276,0.15640520065822727,6.2415042765406881E-2,4.4485561126105813,4.5328222942661611,4.4728607762430768]
[122,3,0,90.000002656260094,39.800004067284497,0,0,0,{"$error":"#N/A"},{"$error":"#N/A"},{"$error":"#N/A"},{"$error":"#N/A"},{"$error":"#N/A"},{"$error":"#N/A"},{"$error":"#N/A"},{"$error":"#N/A"},{"$error":"#N/A"},{"$error":"#N/A"},{"$error":"#N/A"},{"$error":"#N/A"},{"$error":"#N/A"},{"$error":"#N/A"},{"$error":"#N/A"},{"$error":"#N/A"},{"$error":"#N/A"},{"$error":"#N/A"},{"$error":"#N/A"},{"$error":"#N/A"},{"$error":"#N/A"},{"$error":"#N/A"},{"$error":"#N/A"},{"$error":"#N/A"},{"$error":"#N/A"},{"$error":"#N/A"},{"$error":"#N/A"},{"$error":"#N/A"},{"$error":"#N/A"},{"$error":"#N/A"},{"$error":"#N/A"},{"$error":"#N/A"},{"$error":"#N/A"},{"$error":"#N/A"},{"$error":"#N/A"},{"$error":"#N/A"},{"$error":"#N/A"},false,{"$error":"#N/A"},{"$error":"#N/A"},{"$error":"#N/A"},{"$error":"#N/A"},{"$error":"#N/A"},{"$error":"#N/A"},{"$error":"#N/A"},{"$error":"#N/A"},{"$error":"#N/A"},{"$error":"#N/A"},{"$error":"#N/A"},{"$error":"#N/A"},{"$error":"#N/A"},{"$error":"#N/A"},{"$error":"#N/A"},{"$error":"#N/A"}]
[122,16,0,52.199999403540502,255.40000930799101,494,216,453.5761,0.43724698000000001,32.907983398437501,3835.1406000000002,3734.5996,3728.5671000000002,2.8523E-2,1.5439E-3,33.161004638671898,3635.29,3536.8231999999998,3531.8690999999999,2.8523099999999999E-2,0,32.876000976562501,3855.2660000000001,3754.6215999999999,3748.7563,2.8554201000000001E-2,1.6682000000000001E-3,32.925988769531202,3812.9204,3712.7096999999999,3707.192,2.84709E-2,1.4241E-3,32.942010498046898,3835.0192999999999,3734.0513000000001,3728.1812,2.8532800000000001E-2,1.5332E-3,32.683007812500001,3782.5205000000001,3686.172,3680.9373000000001,2.8391300000000001E-2,1.2688E-3,true,0.16153003390242424,35.105900151285937,25.873676248108922,17.140650235236301,7.4511449466490909,75.3,19.474642140034977,0.14007202848024539,0.41788697663586327,31.512438162544232,25.62544169611304,0.29258295312055704,0.10926938561510724,5.49751464119782,5.5919221520600804,5.5692324497530308]
[123,14,0,32.599998706338901,223.10000708106901,793,246,649.29480000000001,0.31021437000000002,44.368981933593702,4825.7150000000001,4515.3833000000004,4504.88,3.5419899999999997E-2,2.3568999999999999E-3,44.735986328125001,4520.232,4223.6714000000002,4214.0060000000003,3.5388000000000003E-2,0,44.307000732421898,4853.0054,4541.9594999999999,4531.7275,3.5428800000000003E-2,2.562E-3,44.369012451171898,4794.3940000000002,4486.0510000000004,4477.0684000000001,3.5405899999999997E-2,2.1254999999999998E-3,44.411004638671898,4831.6260000000002,4520.2323999999999,4509.8905999999997,3.5408299999999997E-2,2.4150999999999999E-3,43.840997314453098,4733.1059999999998,4436.9907000000003,4427.4937,3.5345500000000002E-2,1.7061999999999999E-3,true,0.23261148173180135,32.072224573282547,25.914797573705741,20.536344389555406,8.0054644808743252,75.3,16.02817259960117,0.22883882491426447,6.0468794630543249E-2,33.264331210192402,29.617834394904484,6.4678485789104734E-2,2.5120805672240731E-2,6.7581265740342564,6.9065955272941029,6.9025530575893761]
[124,7,0,73.999996139740304,82.899996121786899,215,101,413.58685000000003,0.46976744999999998,22.993005371093702,1990.155,2003.5288,2000.1102000000001,1.54305E-2,4.927E-4,23.072015380859298,1925.4580000000001,1937.92,1934.5392999999999,1.5429500000000001E-2,0,22.977014160156202,1997.7140999999999,2011.2560000000001,2008.0109,1.5438199999999999E-2,5.4279999999999997E-4,23.007989501953102,1975.8986,1989.0909999999999,1985.8522,1.54255E-2,3.8900000000000002E-4,23.002008056640602,1984.62,1997.9059999999999,1994.8113000000001,1.54237E-2,4.574E-4,22.930993652343702,1970.5582999999999,1984.2072000000001,1980.9128000000001,1.5417500000000001E-2,3.5619999999999998E-4,true,0.17062894229421458,38.438735177865603,23.241106719367593,39.537275064267341,9.2299189388356577,75.3,32.318246397402071,0.17444992569353537,-0.12348748297963252,53.387096774193225,32.903225806451339,8.2331204823171689E-2,4.9876280913574433E-2,3.3600836787922606,3.38552675033025,3.3894839975595308]
[124,18,0,73.999996139740304,277.10000478920603,230,96,486.14594,0.41739130000000002,31.939996337890602,2210.5756999999999,2159.0364,2155.4124000000002,1.7121099000000001E-2,4.8470000000000002E-4,32.010003662109398,2147.3530000000001,2096.7327,2093.2611999999999,1.7122999999999999E-2,0,31.935998535156202,2218.0322000000001,2166.3643000000002,2162.7166000000002,1.7126499999999999E-2,5.3620000000000002E-4,31.955010986328102,2194.2148000000002,2142.9209999999998,2139.5435000000002,1.7115399999999999E-2,3.6539999999999999E-4,31.952996826171798,2203.0852,2151.6118000000001,2148.1235000000001,1.7113400000000001E-2,4.3520000000000001E-4,31.898004150390602,2190.5120000000002,2139.7312000000002,2136.2568000000001,1.7107899999999999E-2,3.4469999999999998E-4,true,0.16785265871385013,41.160220994475132,22.28729281767956,46.743295019157102,9.6046251398731801,75.3,36.323084382092013,0.1655671225998481,8.3017721127214575E-2,53.818181818170338,33.636363636359626,6.4853874288650637E-2,3.1535923860670501E-2,2.9442155062535038,2.9714660337962933,2.9691086807513676]
[125,2,0,90.000002656260094,24.800002815070599,0,0,0,{"$error":"#N/A"},{"$error":"#N/A"},{"$error":"#N/A"},{"$error":"#N/A"},{"$error":"#N/A"},{"$error":"#N/A"},{"$error":"#N/A"},{"$error":"#N/A"},{"$error":"#N/A"},{"$error":"#N/A"},{"$error":"#N/A"},{"$error":"#N/A"},{"$error":"#N/A"},{"$error":"#N/A"},{"$error":"#N/A"},{"$error":"#N/A"},{"$error":"#N/A"},{"$error":"#N/A"},{"$error":"#N/A"},{"$error":"#N/A"},{"$error":"#N/A"},{"$error":"#N/A"},{"$error":"#N/A"},{"$error":"#N/A"},{"$error":"#N/A"},{"$error":"#N/A"},{"$error":"#N/A"},{"$error":"#N/A"},{"$error":"#N/A"},{"$error":"#N/A"},{"$error":"#N/A"},{"$error":"#N/A"},{"$error":"#N/A"},{"$error":"#N/A"},{"$error":"#N/A"},{"$error":"#N/A"},{"$error":"#N/A"},false,{"$error":"#N/A"},{"$error":"#N/A"},{"$error":"#N/A"},{"$error":"#N/A"},{"$error":"#N/A"},{"$error":"#N/A"},{"$error":"#N/A"},{"$error":"#N/A"},{"$error":"#N/A"},{"$error":"#N/A"},{"$error":"#N/A"},{"$error":"#N/A"},{"$error":"#N/A"},{"$error":"#N/A"},{"$error":"#N/A"},{"$error":"#N/A"}]
[125,19,0,84.699989569360199,286.60001230115802,61,37,259.8227,0.60655736999999998,20.217004394531202,308.1266,312.85410000000002,304.47244000000001,2.8324000000000001E-3,1.3079998999999999E-4,20.235986328125001,291.7595,296.1848,288.58005000000003,2.8319999999999999E-3,0,20.210992431640602,311.22070000000002,316.00839999999999,307.78967,2.8335000000000001E-3,1.5430000000000001E-4,20.215997314453102,305.82459999999998,310.51179999999999,302.5625,2.8332000000000001E-3,1.1140000399999999E-4,20.213006591796798,310.94709999999998,315.72640000000001,307.71179999999998,2.8332000000000001E-3,1.5249999999999999E-4,20.183007812500001,305.1687,309.87830000000002,301.84280000000001,2.8311E-3,1.0849999999999999E-4,true,2.679095463348574,30.409090909090907,20.659091818181818,38.509869353326074,15.230077770576811,75.3,22.654435906302442,2.5675693013280787,2.5265622893692115,31.428571428571132,30,1.058873358745771E-2,3.8821245809073091E-2,5.6097916263223624,5.6280065688718741,5.5070993299779305]
[126,20,0,90.000002656260094,297.10000322080901,0,0,0,{"$error":"#N/A"},{"$error":"#N/A"},{"$error":"#N/A"},{"$error":"#N/A"},{"$error":"#N/A"},{"$error":"#N/A"},{"$error":"#N/A"},{"$error":"#N/A"},{"$error":"#N/A"},{"$error":"#N/A"},{"$error":"#N/A"},{"$error":"#N/A"},{"$error":"#N/A"},{"$error":"#N/A"},{"$error":"#N/A"},{"$error":"#N/A"},{"$error":"#N/A"},{"$error":"#N/A"},{"$error":"#N/A"},{"$error":"#N/A"},{"$error":"#N/A"},{"$error":"#N/A"},{"$error":"#N/A"},{"$error":"#N/A"},{"$error":"#N/A"},{"$error":"#N/A"},{"$error":"#N/A"},{"$error":"#N/A"},{"$error":"#N/A"},{"$error":"#N/A"},{"$error":"#N/A"},{"$error":"#N/A"},{"$error":"#N/A"},{"$error":"#N/A"},{"$error":"#N/A"},{"$error":"#N/A"},{"$error":"#N/A"},false,{"$error":"#N/A"},{"$error":"#N/A"},{"$error":"#N/A"},{"$error":"#N/A"},{"$error":"#N/A"},{"$error":"#N/A"},{"$error":"#N/A"},{"$error":"#N/A"},{"$error":"#N/A"},{"$error":"#N/A"},{"$error":"#N/A"},{"$error":"#N/A"},{"$error":"#N/A"},{"$error":"#N/A"},{"$error":"#N/A"},{"$error":"#N/A"}]
[127,6,0,84.300003977517505,72.800000508024695,60,38,221.50699,0.63333329999999999,13.4599853515625,310.0333,321.40440000000001,314.87252999999998,2.8362999999999999E-3,1.4219999999999999E-4,13.4829956054687,292.26920000000001,302.87450000000001,296.43407999999999,2.8362999999999999E-3,0,13.4529968261718,312.94589999999999,324.44499999999999,317.99997000000002,2.8360998000000002E-3,1.6579999999999999E-4,13.4619995117187,307.74979999999999,319.0231,312.37777999999997,2.8360998000000002E-3,1.2400000000000001E-4,13.4609924316406,312.29660000000001,323.76100000000002,317.24149999999997,2.8367000000000002E-3,1.596E-4,13.4290100097656,306.33510000000001,317.58179999999999,311.03320000000002,2.8354999999999999E-3,1.1349999999999999E-4,true,2.0322901615534903,31.344902386117134,22.277657266811282,33.709677419354819,14.234016887816647,75.3,20.945850914205344,2.1264319049639426,-1.9718789222787081,24.998333333334571,24.998333333334571,0,-7.0589899551443125E-3,6.0779924809045847,6.1180125761660351,6.2200844113470311]
[127,23,0,90.000002656260094,335.299987208348,0,0,0,{"$error":"#N/A"},{"$error":"#N/A"},{"$error":"#N/A"},{"$error":"#N/A"},{"$error":"#N/A"},{"$error":"#N/A"},{"$error":"#N/A"},{"$error":"#N/A"},{"$error":"#N/A"},{"$error":"#N/A"},{"$error":"#N/A"},{"$error":"#N/A"},{"$error":"#N/A"},{"$error":"#N/A"},{"$error":"#N/A"},{"$error":"#N/A"},{"$error":"#N/A"},{"$error":"#N/A"},{"$error":"#N/A"},{"$error":"#N/A"},{"$error":"#N/A"},{"$error":"#N/A"},{"$error":"#N/A"},{"$error":"#N/A"},{"$error":"#N/A"},{"$error":"#N/A"},{"$error":"#N/A"},{"$error":"#N/A"},{"$error":"#N/A"},{"$error":"#N/A"},{"$error":"#N/A"},{"$error":"#N/A"},{"$error":"#N/A"},{"$error":"#N/A"},{"$error":"#N/A"},{"$error":"#N/A"},{"$error":"#N/A"},false,{"$error":"#N/A"},{"$error":"#N/A"},{"$error":"#N/A"},{"$error":"#N/A"},{"$error":"#N/A"},{"$error":"#N/A"},{"$error":"#N/A"},{"$error":"#N/A"},{"$error":"#N/A"},{"$error":"#N/A"},{"$error":"#N/A"},{"$error":"#N/A"},{"$error":"#N/A"},{"$error":"#N/A"},{"$error":"#N/A"},{"$error":"#N/A"}]
[128,22,0,90.000002656260094,321.100012995589,0,0,0,{"$error":"#N/A"},{"$error":"#N/A"},{"$error":"#N/A"},{"$error":"#N/A"},{"$error":"#N/A"},{"$error":"#N/A"},{"$error":"#N/A"},{"$error":"#N/A"},{"$error":"#N/A"},{"$error":"#N/A"},{"$error":"#N/A"},{"$error":"#N/A"},{"$error":"#N/A"},{"$error":"#N/A"},{"$error":"#N/A"},{"$error":"#N/A"},{"$error":"#N/A"},{"$error":"#N/A"},{"$error":"#N/A"},{"$error":"#N/A"},{"$error":"#N/A"},{"$error":"#N/A"},{"$error":"#N/A"},{"$error":"#N/A"},{"$error":"#N/A"},{"$error":"#N/A"},{"$error":"#N/A"},{"$error":"#N/A"},{"$error":"#N/A"},{"$error":"#N/A"},{"$error":"#N/A"},{"$error":"#N/A"},{"$error":"#N/A"},{"$error":"#N/A"},{"$error":"#N/A"},{"$error":"#N/A"},{"$error":"#N/A"},false,{"$error":"#N/A"},{"$error":"#N/A"},{"$error":"#N/A"},{"$error":"#N/A"},{"$error":"#N/A"},{"$error":"#N/A"},{"$error":"#N/A"},{"$error":"#N/A"},{"$error":"#N/A"},{"$error":"#N/A"},{"$error":"#N/A"},{"$error":"#N/A"},{"$error":"#N/A"},{"$error":"#N/A"},{"$error":"#N/A"},{"$error":"#N/A"}]
[129,10,0,40.299998199646502,116.400003694471,773,101,881.11694,0.13065977000000001,36.710992431640598,5369.326,5161.6625999999997,5148.1310000000003,4.0220699999999998E-2,1.8347000000000001E-3,36.948999023437501,5137.5853999999999,4934.7470000000003,4924.1229999999996,4.0226999999999999E-2,0,36.662988281250001,5392.9030000000002,5185.2124000000003,5172.8059999999996,4.0249500000000001E-2,1.9922E-3,36.714990234375001,5331.8755000000001,5125.5645000000004,5113.2676000000001,4.0190799999999999E-2,1.5686000000000001E-3,36.743005371093702,5364.6352999999999,5156.6176999999998,5143.1504000000004,4.0237700000000001E-2,1.7806E-3,36.366998291015598,5291.2754000000004,5092.6629999999996,5081.3180000000002,4.0129900000000003E-2,1.3086E-3,true,0.26215584102686884,34.483050847457626,25.50847457627119,27.004972587020259,7.9058327477160901,75.3,22.922221616613069,0.21528965922671833,1.0742770055475279,31.094619666048189,25.649350649350346,0.14605332563670803,7.1553683896696807E-2,4.5106909561055684,4.5983228724795691,4.5491958669594714]
[130,3,0,90.000002656260094,38.6999951194828,0,0,0,{"$error":"#N/A"},{"$error":"#N/A"},{"$error":"#N/A"},{"$error":"#N/A"},{"$error":"#N/A"},{"$error":"#N/A"},{"$error":"#N/A"},{"$error":"#N/A"},{"$error":"#N/A"},{"$error":"#N/A"},{"$error":"#N/A"},{"$error":"#N/A"},{"$error":"#N/A"},{"$error":"#N/A"},{"$error":"#N/A"},{"$error":"#N/A"},{"$error":"#N/A"},{"$error":"#N/A"},{"$error":"#N/A"},{"$error":"#N/A"},{"$error":"#N/A"},{"$error":"#N/A"},{"$error":"#N/A"},{"$error":"#N/A"},{"$error":"#N/A"},{"$error":"#N/A"},{"$error":"#N/A"},{"$error":"#N/A"},{"$error":"#N/A"},{"$error":"#N/A"},{"$error":"#N/A"},{"$error":"#N/A"},{"$error":"#N/A"},{"$error":"#N/A"},{"$error":"#N/A"},{"$error":"#N/A"},{"$error":"#N/A"},false,{"$error":"#N/A"},{"$error":"#N/A"},{"$error":"#N/A"},{"$error":"#N/A"},{"$error":"#N/A"},{"$error":"#N/A"},{"$error":"#N/A"},{"$error":"#N/A"},{"$error":"#N/A"},{"$error":"#N/A"},{"$error":"#N/A"},{"$error":"#N/A"},{"$error":"#N/A"},{"$error":"#N/A"},{"$error":"#N/A"},{"$error":"#N/A"}]
[131,1,0,90.000002656260094,8.6000065382690298,0,0,0,{"$error":"#N/A"},{"$error":"#N/A"},{"$error":"#N/A"},{"$error":"#N/A"},{"$error":"#N/A"},{"$error":"#N/A"},{"$error":"#N/A"},{"$error":"#N/A"},{"$error":"#N/A"},{"$error":"#N/A"},{"$error":"#N/A"},{"$error":"#N/A"},{"$error":"#N/A"},{"$error":"#N/A"},{"$error":"#N/A"},{"$error":"#N/A"},{"$error":"#N/A"},{"$error":"#N/A"},{"$error":"#N/A"},{"$error":"#N/A"},{"$error":"#N/A"},{"$error":"#N/A"},{"$error":"#N/A"},{"$error":"#N/A"},{"$error":"#N/A"},{"$error":"#N/A"},{"$error":"#N/A"},{"$error":"#N/A"},{"$error":"#N/A"},{"$error":"#N/A"},{"$error":"#N/A"},{"$error":"#N/A"},{"$error":"#N/A"},{"$error":"#N/A"},{"$error":"#N/A"},{"$error":"#N/A"},{"$error":"#N/A"},false,{"$error":"#N/A"},{"$error":"#N/A"},{"$error":"#N/A"},{"$error":"#N/A"},{"$error":"#N/A"},{"$error":"#N/A"},{"$error":"#N/A"},{"$error":"#N/A"},{"$error":"#N/A"},{"$error":"#N/A"},{"$error":"#N/A"},{"$error":"#N/A"},{"$error":"#N/A"},{"$error":"#N/A"},{"$error":"#N/A"},{"$error":"#N/A"}]
[131,14,0,30.8000004017421,225.19998972252401,431,394,43.07535,0.91415316000000002,22.554986572265602,2312.0286000000001,2330.8413,2323.145,1.6633200000000001E-2,1.7469E-3,22.842004394531202,2083.0698000000002,2098.0720000000001,2089.0819999999999,1.6632299999999999E-2,0,22.527001953125001,2334.3047000000001,2353.5198,2345.7944000000002,1.6652400000000001E-2,1.8977E-3,22.564996337890602,2302.3595999999998,2321.0165999999999,2314.2869000000001,1.6601600000000001E-2,1.7049000000000001E-3,22.594995117187501,2334.7944000000002,2353.4657999999999,2346.1176999999998,1.6618500000000001E-2,1.9353001000000001E-3,22.241998291015602,2259.2734,2280.0261,2273.0554000000002,1.6570600000000001E-2,1.407E-3,true,0.33019408056653471,29.288281414294637,25.638840499935551,11.308581148454454,7.9464615060336197,75.3,10.521552464365447,0.42848863146737748,-1.0342112742644571,37.077244258872625,26.471816283924792,0.30599460292983771,0.11529869568350781,10.991412769749715,11.094438131770499,11.204107833009912]
[132,7,0,72.599997998056494,81.499997980103103,150,121,96.976740000000007,0.80666669999999996,12.6969848632812,984.30129999999997,1025.1038000000001,1022.6854,7.6854000000000002E-3,5.4889999999999995E-4,12.797998046875,912.9085,950.45249999999999,947.93449999999996,7.6848999999999997E-3,0,12.6889892578125,991.37379999999996,1032.4937,1030.1061999999999,7.6921000000000003E-3,5.9639999999999997E-4,12.7050109863281,978.80050000000006,1019.3541,1017.1288500000001,7.6794000000000003E-3,5.1239999999999999E-4,12.7059875488281,985.71190000000001,1026.5417,1024.31,7.6791999999999997E-3,5.6559999999999998E-4,12.6010070800781,965.2296,1005.5528,1003.3665999999999,7.6712000000000004E-3,4.1629999999999998E-4,true,0.23591757244487174,32.062960482250503,26.436704621567316,16.393442622950815,7.9644533869886018,75.3,15.001457460375297,0.26492644293113321,-0.43517533657318785,46.125000000002082,30.250000000000703,0.16537750345078095,8.7102351763501673E-2,7.8203675395726906,7.8542904563878899,7.8856608763580196]
[133,3,0,90.000002656260094,38.499999895049697,0,0,0,{"$error":"#N/A"},{"$error":"#N/A"},{"$error":"#N/A"},{"$error":"#N/A"},{"$error":"#N/A"},{"$error":"#N/A"},{"$error":"#N/A"},{"$error":"#N/A"},{"$error":"#N/A"},{"$error":"#N/A"},{"$error":"#N/A"},{"$error":"#N/A"},{"$error":"#N/A"},{"$error":"#N/A"},{"$error":"#N/A"},{"$error":"#N/A"},{"$error":"#N/A"},{"$error":"#N/A"},{"$error":"#N/A"},{"$error":"#N/A"},{"$error":"#N/A"},{"$error":"#N/A"},{"$error":"#N/A"},{"$error":"#N/A"},{"$error":"#N/A"},{"$error":"#N/A"},{"$error":"#N/A"},{"$error":"#N/A"},{"$error":"#N/A"},{"$error":"#N/A"},{"$error":"#N/A"},{"$error":"#N/A"},{"$error":"#N/A"},{"$error":"#N/A"},{"$error":"#N/A"},{"$error":"#N/A"},{"$error":"#N/A"},false,{"$error":"#N/A"},{"$error":"#N/A"},{"$error":"#N/A"},{"$error":"#N/A"},{"$error":"#N/A"},{"$error":"#N/A"},{"$error":"#N/A"},{"$error":"#N/A"},{"$error":"#N/A"},{"$error":"#N/A"},{"$error":"#N/A"},{"$error":"#N/A"},{"$error":"#N/A"},{"$error":"#N/A"},{"$error":"#N/A"},{"$error":"#N/A"}]
[133,18,0,72.400000345111707,279.09999103270098,207,115,304.26306,0.55555560000000004,15.7690063476562,1804.2056,1859.8916999999999,1856.8371999999999,1.3931499999999999E-2,5.7280000000000005E-4,15.8570190429687,1729.6337000000001,1782.5657000000001,1779.3911000000001,1.39355E-2,0,15.7629943847656,1812.1007999999999,1868.0594000000001,1864.8861999999999,1.39396E-2,6.2500000000000001E-4,15.7809997558593,1790.8694,1846.0853999999999,1843.2942,1.3923400000000001E-2,4.7949998000000003E-4,15.7809997558593,1797.79,1853.2081000000001,1850.2321999999999,1.39221E-2,5.3359999999999996E-4,15.7119995117187,1780.7262000000001,1836.046,1833.2208000000001,1.3914899999999999E-2,4.103E-4,true,0.16422999253128351,37.412814274128145,25.612326034063265,30.344113882966163,8.3519999999999932,75.3,25.321752793296085,0.1780916125559947,-0.35100051558033968,54.30555555555371,31.805555555556726,0.11635089130528353,5.8107836666765333E-2,4.3114273270693042,4.3379046281435674,4.3523933552325786]
[134,11,0,30.200002585884299,133.899995036588,772,282,566.94934000000001,0.36528497999999998,30.020989990234298,4646.6480000000001,4569.7334000000001,4559.3559999999998,3.3976699999999999E-2,2.3985998999999998E-3,30.373010253906202,4338.3247000000001,4261.3964999999998,4252.4040000000005,3.3970399999999998E-2,0,29.982995605468702,4675.5450000000001,4598.7407000000003,4589.451,3.3989900000000003E-2,2.6113E-3,30.036004638671798,4619.3266999999996,4542.6387000000004,4534.0806000000002,3.3977300000000002E-2,2.1844999999999998E-3,30.081994628906202,4652.6157000000003,4574.6610000000001,4565.2820000000002,3.3974299999999999E-2,2.4475E-3,29.562005615234298,4552.9579999999996,4484.4639999999999,4475.741,3.3916099999999998E-2,1.7274E-3,true,0.22708983416845074,32.274684071656715,26.34772948201638,19.537651636530118,8.1453720369164877,75.3,{"$f":" IF($AZ$2, 1, AZ3208/100) * (1 + N3208/O3208)","v":15.165221969699907},0.21102237259544807,0.24366662124420924,32.680412371134729,30.515463917526276,3.7083582274055615E-2,3.8835065710707273E-2,7.1069668897766007,7.2355834525137537,7.2183169802304601]
[135,5,0,90.000002656260094,61.499999548500099,0,0,0,{"$error":"#N/A"},{"$error":"#N/A"},{"$error":"#N/A"},{"$error":"#N/A"},{"$error":"#N/A"},{"$error":"#N/A"},{"$error":"#N/A"},{"$error":"#N/A"},{"$error":"#N/A"},{"$error":"#N/A"},{"$error":"#N/A"},{"$error":"#N/A"},{"$error":"#N/A"},{"$error":"#N/A"},{"$error":"#N/A"},{"$error":"#N/A"},{"$error":"#N/A"},{"$error":"#N/A"},{"$error":"#N/A"},{"$error":"#N/A"},{"$error":"#N/A"},{"$error":"#N/A"},{"$error":"#N/A"},{"$error":"#N/A"},{"$error":"#N/A"},{"$error":"#N/A"},{"$error":"#N/A"},{"$error":"#N/A"},{"$error":"#N/A"},{"$error":"#N/A"},{"$error":"#N/A"},{"$error":"#N/A"},{"$error":"#N/A"},{"$error":"#N/A"},{"$error":"#N/A"},{"$error":"#N/A"},{"$error":"#N/A"},false,{"$error":"#N/A"},{"$error":"#N/A"},{"$error":"#N/A"},{"$error":"#N/A"},{"$error":"#N/A"},{"$error":"#N/A"},{"$error":"#N/A"},{"$error":"#N/A"},{"$error":"#N/A"},{"$error":"#N/A"},{"$error":"#N/A"},{"$error":"#N/A"},{"$error":"#N/A"},{"$error":"#N/A"},{"$error":"#N/A"},{"$error":"#N/A"}]
[135,6,0,83.000002233794405,71.4000023663409,9,9,0,1,6.2900024414062701,11.8933,11.7249,11.711026,3.5629999999999999E-4,3.7700000000000002E-5,6.2900024414062701,9.7379999999999995,9.6003000000000007,9.5890050000000002,3.5669998000000002E-4,0,6.2900024414062701,12.0931,11.9222,11.90842,3.5659999999999999E-4,4.0899999999999998E-5,6.2900024414062701,11.8241005,11.656499999999999,11.643815999999999,3.5629999999999999E-4,3.65E-5,6.2900024414062701,12.0068,11.837,11.823699,3.5649999999999999E-4,3.9499999999999998E-5,6.2799926757812701,11.2629,11.1031,11.090862,3.5619999999999998E-4,2.7500000000000001E-5,true,0.11832936741464319,31.166666666666664,27.500000000000004,12.05479452054794,7.8239608801955907,75.3,10.450928381962864,0.11765257335708777,7.0731262248496761E-3,33.333333333333329,23.333333333333332,8.4198708953131529E-2,8.4127874369044342E-2,22.132881495173553,22.130558420049361,22.12973087405836]
[135,23,0,90.000002656260094,336.09999724822097,0,0,0,{"$error":"#N/A"},{"$error":"#N/A"},{"$error":"#N/A"},{"$error":"#N/A"},{"$error":"#N/A"},{"$error":"#N/A"},{"$error":"#N/A"},{"$error":"#N/A"},{"$error":"#N/A"},{"$error":"#N/A"},{"$error":"#N/A"},{"$error":"#N/A"},{"$error":"#N/A"},{"$error":"#N/A"},{"$error":"#N/A"},{"$error":"#N/A"},{"$error":"#N/A"},{"$error":"#N/A"},{"$error":"#N/A"},{"$error":"#N/A"},{"$error":"#N/A"},{"$error":"#N/A"},{"$error":"#N/A"},{"$error":"#N/A"},{"$error":"#N/A"},{"$error":"#N/A"},{"$error":"#N/A"},{"$error":"#N/A"},{"$error":"#N/A"},{"$error":"#N/A"},{"$error":"#N/A"},{"$error":"#N/A"},{"$error":"#N/A"},{"$error":"#N/A"},{"$error":"#N/A"},{"$error":"#N/A"},{"$error":"#N/A"},false,{"$error":"#N/A"},{"$error":"#N/A"},{"$error":"#N/A"},{"$error":"#N/A"},{"$error":"#N/A"},{"$error":"#N/A"},{"$error":"#N/A"},{"$error":"#N/A"},{"$error":"#N/A"},{"$error":"#N/A"},{"$error":"#N/A"},{"$error":"#N/A"},{"$error":"#N/A"},{"$error":"#N/A"},{"$error":"#N/A"},{"$error":"#N/A"}]
[136,14,0,29.799999994459601,226.50000118029399,673,401,313.44875999999999,0.59583949999999997,31.257012939453102,3908.0023999999999,3827.0671000000002,3820.4315999999999,2.83115E-2,2.3189E-3,31.534020996093702,3605.6532999999999,3527.5068000000001,3520.8076000000001,2.8294400000000001E-2,0,31.209985351562501,3936.7296999999999,3855.7959999999998,3849.3422999999998,2.8331800000000001E-2,2.5211999999999999E-3,31.266992187500001,3886.4832000000001,3805.8433,3800.0083,2.8287799999999998E-2,2.1762000000000001E-3,31.292016601562501,3923.84,3842.0962,3835.8454999999999,2.8297699999999999E-2,2.4556999999999999E-3,30.908990478515602,3825.4333000000001,3750.5889999999999,3744.6604000000002,2.8236899999999999E-2,1.7547999999999999E-3,true,0.17338342460732709,30.934512769296617,26.012269938650313,15.85332230493519,8.0239568459463673,75.3,13.20902151882358,0.18991317040125957,-0.21834176789273779,35.608552631579329,28.371710526315752,0.15554408614315562,7.165093640362219E-2,8.3854179768199,8.4921253730822031,8.5100929684428017]
[137,10,0,38.9000000579627,113.900006319032,729,195,686.16089999999997,0.2674897,40.047998046875001,4904.8622999999998,4660.4340000000002,4650.2152999999998,3.6506900000000002E-2,1.8907001E-3,40.269006347656202,4664.2173000000003,4428.1509999999998,4420.2460000000001,3.6512601999999998E-2,0,39.998010253906202,4929.5214999999998,4684.6895000000004,4675.6854999999996,3.6537100000000003E-2,2.0539999999999998E-3,40.053002929687501,4872.5510000000004,4629.5780000000004,4620.2569999999996,3.6476700000000001E-2,1.6673E-3,40.063989257812501,4908.5073000000002,4663.6206000000002,4653.4443000000001,3.6522098000000003E-2,1.9043001000000001E-3,39.735009765625001,4833.3744999999999,4597.4660000000003,4588.7885999999999,3.6424900000000003E-2,1.4119E-3,true,0.2192649869089521,33.040208562102237,25.186838914126948,23.193186589096126,7.9503359298928817,75.3,20.30866772578052,0.17851694759279316,0.82753839094891291,31.543447396036967,25.329327763945535,0.16558515435880494,8.2655711591783643E-2,5.1593865491644122,5.2455979933837025,5.2026357809044956]
[138,3,0,90.000002656260094,37.699997140712,0,0,0,{"$error":"#N/A"},{"$error":"#N/A"},{"$error":"#N/A"},{"$error":"#N/A"},{"$error":"#N/A"},{"$error":"#N/A"},{"$error":"#N/A"},{"$error":"#N/A"},{"$error":"#N/A"},{"$error":"#N/A"},{"$error":"#N/A"},{"$error":"#N/A"},{"$error":"#N/A"},{"$error":"#N/A"},{"$error":"#N/A"},{"$error":"#N/A"},{"$error":"#N/A"},{"$error":"#N/A"},{"$error":"#N/A"},{"$error":"#N/A"},{"$error":"#N/A"},{"$error":"#N/A"},{"$error":"#N/A"},{"$error":"#N/A"},{"$error":"#N/A"},{"$error":"#N/A"},{"$error":"#N/A"},{"$error":"#N/A"},{"$error":"#N/A"},{"$error":"#N/A"},{"$error":"#N/A"},{"$error":"#N/A"},{"$error":"#N/A"},{"$error":"#N/A"},{"$error":"#N/A"},{"$error":"#N/A"},{"$error":"#N/A"},false,{"$error":"#N/A"},{"$error":"#N/A"},{"$error":"#N/A"},{"$error":"#N/A"},{"$error":"#N/A"},{"$error":"#N/A"},{"$error":"#N/A"},{"$error":"#N/A"},{"$error":"#N/A"},{"$error":"#N/A"},{"$error":"#N/A"},{"$error":"#N/A"},{"$error":"#N/A"},{"$error":"#N/A"},{"$error":"#N/A"},{"$error":"#N/A"}]
[138,16,0,49.499999518133698,259.49999762103499,600,132,720.61189999999999,0.22,44.068994140625001,4884.1239999999998,4575.0005000000001,4565.2323999999999,3.6915299999999998E-2,1.3196E-3,44.249993896484398,4718.0789999999997,4416.4589999999998,4408.0083000000004,3.69337E-2,0,44.046014404296898,4903.6597000000002,4593.7060000000001,4584.5326999999997,3.6964299999999999E-2,1.4239999999999999E-3,44.073999023437501,4857.3154000000004,4549.7974000000004,4541.4946,3.68992E-2,1.1253000000000001E-3,44.101007080078098,4884.3285999999998,4574.6772000000001,4565.1139999999996,3.6967399999999997E-2,1.2691E-3,43.843011474609398,4836.2659999999996,4533.8010000000004,4525.2803000000004,3.6838799999999998E-2,1.0207E-3,true,0.21351035917920075,36.23590982286634,24.2109500805153,26.544032702390453,7.331460674157297,75.3,28.974613519248255,0.19134560062709549,0.64221531279470234,29.758942457231807,24.696734059098162,0.17642658919434506,0.13256033524238209,3.5193348818449226,3.5897876556761936,3.5667832113655376]
[139,14,0,29.2000021786018,227.39998819003401,519,415,119.14007599999999,0.79961466999999997,37.361993408203098,2870.3948,2751.5461,2745.9733999999999,2.0725500000000001E-2,1.9206E-3,37.700006103515598,2618.7649999999999,2507.0792999999999,2500.9106000000002,2.0721799999999999E-2,0,37.325006103515598,2894.9025999999999,2775.4061999999999,2769.8409999999999,2.07478E-2,2.0861999999999999E-3,37.369012451171898,2857.4650000000001,2739.0479999999998,2734.0392999999999,2.0696099999999999E-2,1.8508999999999999E-3,37.392999267578098,2900.2456000000002,2779.8627999999999,2774.7935000000002,2.0712100000000001E-2,2.1626000000000002E-3,36.934014892578098,2814.8418000000001,2702.2842000000001,2697.3870000000002,2.06625E-2,1.5586E-3,true,0.20252977044433923,28.735099337748338,24.839403973509931,12.712734345453569,7.9378774805867085,75.3,11.791159012808498,0.24605125174938491,-0.51316870654076596,37.197580645161167,26.774193548386695,0.24980551891420344,0.10748127512314465,9.6087201409824914,9.7510597291437939,9.7989428330624726]
[140,7,0,71.4000023663409,79.699994818482907,53,53,0,1,25.762994384765602,216.00210000000001,215.49860000000001,214.47790000000001,1.9908999999999999E-3,2.3000000000000001E-4,25.801995849609298,187.72409999999999,187.28079,186.32955999999999,1.9903001E-3,0,25.760003662109298,218.69139999999999,218.1831,217.19487000000001,1.9932999999999999E-3,2.496E-4,25.761010742187501,215.196,214.69550000000001,213.76044999999999,1.9869000000000002E-3,2.2770000000000001E-4,25.764001464843702,219.7688,219.25389999999999,218.29279,1.9889001000000001E-3,2.6269999999999999E-4,25.708001708984298,210.64659,210.19370000000001,209.29182,1.983E-3,1.9440000000000001E-4,true,0.47364576846439138,28.081991215226942,24.875549048316252,9.6179183135704847,7.8525641025640969,75.3,9.6560869565217384,0.50791648198408901,-0.33092098980824547,37.457331231673642,26.610057456653575,0.32210981931650728,0.12040335122661672,15.063595990072676,15.067113930905576,15.106749567808791]
[140,18,0,71.4000023663409,280.29998666441702,64,64,0,1,28.533990478515602,272.9443,269.86259999999999,268.45830000000001,2.4042E-3,2.7680000000000001E-4,28.580987548828102,238.8784,236.2056,234.78357,2.4063999999999999E-3,0,28.529992675781202,276.36380000000003,273.24090000000001,271.92421999999999,2.4077E-3,3.0069999999999999E-4,28.533990478515602,271.81869999999998,268.75080000000003,267.53167999999999,2.3988999999999998E-3,2.7319998E-4,28.534997558593702,277.6103,274.46730000000002,273.27505000000002,2.4020001000000001E-3,3.167E-4,28.468988037109298,266.7697,263.82310000000001,262.68020000000001,2.3971000000000001E-3,2.3440000000000001E-4,true,0.52037592463719606,28.055893074119076,24.71445686512758,10.06589385548271,7.9481210508812739,75.3,9.6856936416184976,0.60203060384682094,-0.79088220722906188,41.632211587518519,23.673394420521461,0.36683479928301121,0.14536694770943548,14.260770333357891,14.24902711874739,14.342881829422737]
[141,18,0,71.300001111356806,280.40000249047102,203,119,261.99817000000002,0.58620689999999998,29.977990722656202,1711.2833000000001,1682.4768999999999,1680.124,1.3225799E-2,5.6979999999999997E-4,30.076989746093702,1637.0933,1608.9580000000001,1606.3961999999999,1.3229299999999999E-2,0,29.969018554687501,1718.9706000000001,1690.0844999999999,1687.5772999999999,1.32339E-2,6.2009999999999995E-4,29.991998291015602,1699.7723000000001,1671.0703000000001,1668.8451,1.3213900000000001E-2,4.9370000000000002E-4,29.985009765625001,1710.8086000000001,1681.9623999999999,1679.6033,1.3217700000000001E-2,5.7390000000000002E-4,29.894982910156202,1692.6702,1664.6492000000001,1662.4154000000001,1.3208299999999999E-2,4.4499999999999997E-4,true,0.13984738809786115,33.584173778122569,23.778122575640033,25.602592667611891,8.1115949040477364,75.3,24.211300456300457,0.15922106108426543,-0.46906181761594556,47.234042553188026,25.957446808511264,0.15135576930354055,6.1214003430587471E-2,4.5318125729303302,4.5693486094727023,4.5896398410305084]
[142,11,0,28.7000007607047,131.800002681086,894,250,734.19920000000002,0.27964204999999998,46.344995117187501,5376.6986999999999,4995.7420000000002,4985.3729999999996,3.9603399999999997E-2,2.5102000000000002E-3,46.659997558593702,5057.0565999999999,4693.1494000000002,4683.9290000000001,3.9593400000000001E-2,0,46.308007812500001,5405.9315999999999,5023.5967000000001,5014.3065999999999,3.9612300000000003E-2,2.7322000000000002E-3,46.373986816406202,5345.4830000000002,4966.2420000000002,4957.32,3.9604500000000001E-2,2.2621999999999998E-3,46.396997070312501,5398.9179999999997,5015.47,5005.7470000000003,3.96122E-2,2.6768999999999999E-3,45.839990234375001,5289.5749999999998,4923.7190000000001,4914.7150000000001,3.9550799999999997E-2,1.8744E-3,true,0.20755675533285339,30.689096573208722,24.832398753894079,20.776235522942276,8.1253202547397656,75.3,{"$f":" IF($AZ$2, 1, AZ3400/100) * (1 + N3400/O3400)","v":16.776989881284358},0.19646508589733269,0.18608482588628178,30.016286644951606,28.745928338762379,1.969473165928104E-2,2.2467768849587788E-2,6.3207143064208546,6.4475381925834272,6.4357081416050397]
[143,4,0,90.000002656260094,49.499999518133698,0,0,0,{"$error":"#N/A"},{"$error":"#N/A"},{"$error":"#N/A"},{"$error":"#N/A"},{"$error":"#N/A"},{"$error":"#N/A"},{"$error":"#N/A"},{"$error":"#N/A"},{"$error":"#N/A"},{"$error":"#N/A"},{"$error":"#N/A"},{"$error":"#N/A"},{"$error":"#N/A"},{"$error":"#N/A"},{"$error":"#N/A"},{"$error":"#N/A"},{"$error":"#N/A"},{"$error":"#N/A"},{"$error":"#N/A"},{"$error":"#N/A"},{"$error":"#N/A"},{"$error":"#N/A"},{"$error":"#N/A"},{"$error":"#N/A"},{"$error":"#N/A"},{"$error":"#N/A"},{"$error":"#N/A"},{"$error":"#N/A"},{"$error":"#N/A"},{"$error":"#N/A"},{"$error":"#N/A"},{"$error":"#N/A"},{"$error":"#N/A"},{"$error":"#N/A"},{"$error":"#N/A"},{"$error":"#N/A"},{"$error":"#N/A"},false,{"$error":"#N/A"},{"$error":"#N/A"},{"$error":"#N/A"},{"$error":"#N/A"},{"$error":"#N/A"},{"$error":"#N/A"},{"$error":"#N/A"},{"$error":"#N/A"},{"$error":"#N/A"},{"$error":"#N/A"},{"$error":"#N/A"},{"$error":"#N/A"},{"$error":"#N/A"},{"$error":"#N/A"},{"$error":"#N/A"},{"$error":"#N/A"}]
[143,13,0,22.199999327624401,198.49999949043101,496,418,84.24503,0.84274190000000004,35.732995605468702,2749.3339999999998,2650.5154000000002,2642.8942999999999,1.9917600000000001E-2,1.802E-3,35.980004882812501,2513.9189999999999,2421.2224000000001,2413.654,1.9921001000000001E-2,0,35.705987548828098,2770.9863,2671.6662999999999,2664.5664000000002,1.99293E-2,1.9561000000000001E-3,35.725000000000001,2738.9994999999999,2640.585,2634.3049999999998,1.9917600000000001E-2,1.7232E-3,35.740991210937501,2776.2914999999998,2676.4375,2669.9335999999998,1.9905300000000001E-2,2.0208000000000001E-3,35.336999511718702,2691.7975999999999,2598.5645,2591.9722000000002,1.9900999999999999E-2,1.3791999999999999E-3,true,0.28753275683666263,28.991583541147133,25.361596009975063,13.515552460538526,7.8779203517202685,75.3,12.053052164261931,0.3125859070195332,-0.30196692603322739,85.813953488342619,58.60465116277549,5.8742017110491318E-2,5.8707531122514922E-2,9.3644624190357746,9.4701337638376426,9.4976454785980078]
[144,15,0,37.9000020791919,247.49998301959801,561,333,288.94260000000003,0.59358286999999998,42.881005859375001,3399.6779999999999,3196.4245999999998,3191.2543999999998,2.4760000000000001E-2,1.9476999999999999E-3,43.153009033203098,3146.5698000000002,2955.1484,2950.0227,2.4762699999999999E-2,0,42.860009765625001,3422.9830000000002,3218.6082000000001,3213.2766000000001,2.4777899999999999E-2,2.1090999E-3,42.909997558593702,3381.1995000000002,3178.6768000000002,3173.4167000000002,2.4719201E-2,1.8464E-3,42.917993164062501,3418.5230000000001,3213.7341000000001,3208.1320000000001,2.4758599999999999E-2,2.0943999000000001E-3,42.562005615234398,3340.9758000000002,3144.7462999999998,3139.6172000000001,2.46584E-2,1.5979E-3,true,0.16174947470996259,30.296072567184808,25.005036254790785,14.227680892547667,7.6525488432292903,75.3,13.712430045694923,0.1734498341944537,-0.16044036094056743,31.926147704590839,26.06796407185632,0.23746317690445107,7.2241796116689905E-2,8.0439404204540335,8.1646052022294295,8.1772828392134009]
[145,8,0,59.700001243903401,88.499998402568806,509,54,901.83370000000002,0.106090374,46.182000732421898,5343.8114999999998,4968.0995999999996,4960.9170000000004,4.0957599999999997E-2,8.9570000000000003E-4,46.330987548828098,5230.3720000000003,4859.9780000000001,4853.027,4.0957899999999998E-2,0,46.157006835937501,5356.4589999999998,4980.3389999999999,4973.3990000000003,4.09729E-2,9.8060000000000009E-4,46.206994628906202,5312.0565999999999,4938.1112999999996,4930.9673000000003,4.0919499999999998E-2,6.8289996000000001E-4,46.193994140625001,5320.3203000000003,4946.0519999999997,4939.2124000000003,4.0928899999999997E-2,7.3879999999999996E-4,46.201013183593702,5299.6923999999999,4926.6953000000003,4919.9652999999998,4.0862000000000002E-2,6.4300000000000002E-4,true,0.14457439621377929,55.240083507306913,24.164922755741131,43.593506726812528,8.6579645115235628,75.3,46.726917494696877,0.14302533879783041,7.2382678069591616E-2,36.576980568012829,28.594917787742837,0.13050012830069235,3.7341755160125167E-2,2.1688610293875752,2.2247343506493134,2.2231485627423941]
[145,15,0,37.7999983956961,248.10001969164301,844,84,961.83654999999999,9.9526069999999994E-2,55.093011474609398,5814.2217000000001,5231.1806999999999,5219.8622999999998,4.3580599999999997E-2,2.0038999999999999E-3,55.352014160156202,5563.5720000000001,5000.68,4990.3540000000003,4.3592899999999997E-2,0,55.072991943359398,5839.2120000000004,5254.11,5241.9984999999997,4.3612999999999999E-2,2.1706999999999998E-3,55.132989501953098,5779.4032999999999,5199.1080000000002,5186.8530000000001,4.3590900000000002E-2,1.7166E-3,55.161004638671898,5812.3829999999998,5228.2196999999996,5215.5460000000003,4.3613199999999998E-2,1.9566999E-3,54.754998779296898,5729.3065999999999,5161.3289999999997,5150.5919999999996,4.3482300000000002E-2,1.4266000000000001E-3,true,0.21636415656603319,34.036976803806226,25.470666944098653,26.453454503087492,7.6841571843184191,75.3,22.747891611357851,0.20649191709927492,0.22457263335118649,29.984721161191842,28.296409472880324,5.069865499449655E-2,7.428977598422648E-2,4.5051937855751651,4.6093871233512154,4.5990384650066805]
[146,3,0,90.000002656260094,36.800002845437,0,0,0,{"$error":"#N/A"},{"$error":"#N/A"},{"$error":"#N/A"},{"$error":"#N/A"},{"$error":"#N/A"},{"$error":"#N/A"},{"$error":"#N/A"},{"$error":"#N/A"},{"$error":"#N/A"},{"$error":"#N/A"},{"$error":"#N/A"},{"$error":"#N/A"},{"$error":"#N/A"},{"$error":"#N/A"},{"$error":"#N/A"},{"$error":"#N/A"},{"$error":"#N/A"},{"$error":"#N/A"},{"$error":"#N/A"},{"$error":"#N/A"},{"$error":"#N/A"},{"$error":"#N/A"},{"$error":"#N/A"},{"$error":"#N/A"},{"$error":"#N/A"},{"$error":"#N/A"},{"$error":"#N/A"},{"$error":"#N/A"},{"$error":"#N/A"},{"$error":"#N/A"},{"$error":"#N/A"},{"$error":"#N/A"},{"$error":"#N/A"},{"$error":"#N/A"},{"$error":"#N/A"},{"$error":"#N/A"},{"$error":"#N/A"},false,{"$error":"#N/A"},{"$error":"#N/A"},{"$error":"#N/A"},{"$error":"#N/A"},{"$error":"#N/A"},{"$error":"#N/A"},{"$error":"#N/A"},{"$error":"#N/A"},{"$error":"#N/A"},{"$error":"#N/A"},{"$error":"#N/A"},{"$error":"#N/A"},{"$error":"#N/A"},{"$error":"#N/A"},{"$error":"#N/A"},{"$error":"#N/A"}]
[146,20,0,90.000002656260094,300.20000812615302,1,1,0,1,{"$error":"#N/A"},{"$error":"#N/A"},{"$error":"#N/A"},{"$error":"#N/A"},{"$error":"#N/A"},{"$error":"#N/A"},{"$error":"#N/A"},{"$error":"#N/A"},{"$error":"#N/A"},{"$error":"#N/A"},{"$error":"#N/A"},{"$error":"#N/A"},{"$error":"#N/A"},{"$error":"#N/A"},{"$error":"#N/A"},{"$error":"#N/A"},{"$error":"#N/A"},{"$error":"#N/A"},{"$error":"#N/A"},{"$error":"#N/A"},{"$error":"#N/A"},{"$error":"#N/A"},{"$error":"#N/A"},{"$error":"#N/A"},{"$error":"#N/A"},{"$error":"#N/A"},{"$error":"#N/A"},{"$error":"#N/A"},{"$error":"#N/A"},{"$error":"#N/A"},{"$error":"#N/A"},{"$error":"#N/A"},{"$error":"#N/A"},{"$error":"#N/A"},{"$error":"#N/A"},{"$error":"#N/A"},false,{"$error":"#N/A"},{"$error":"#N/A"},{"$error":"#N/A"},{"$error":"#N/A"},{"$error":"#N/A"},{"$error":"#N/A"},{"$error":"#N/A"},{"$error":"#N/A"},{"$error":"#N/A"},{"$error":"#N/A"},{"$error":"#N/A"},{"$error":"#N/A"},{"$error":"#N/A"},{"$error":"#N/A"},{"$error":"#N/A"},{"$error":"#N/A"}]
[147,17,0,59.4999987339352,272.100010038329,455,84,730.97919999999999,0.18461538999999999,36.741998291015598,4599.991,4421.2704999999996,4414.4565000000002,3.51478E-2,8.6280000000000005E-4,36.856011962890598,4488.6543000000001,4312.4589999999998,4306.0396000000001,3.5141699999999998E-2,0,36.721002197265598,4611.4076999999997,4432.5730000000003,4425.6387000000004,3.5156699999999999E-2,9.4289999999999999E-4,36.762994384765598,4571.2353999999996,4393.2910000000002,4386.6719999999996,3.50993E-2,6.8650000000000004E-4,36.757989501953098,4584.5937999999996,4406.2056000000002,4399.3190000000004,3.5128399999999997E-2,7.6170000000000003E-4,36.722009277343702,4562.4013999999997,4385.415,4378.7885999999999,3.5061200000000001E-2,6.558E-4,true,0.15411859554848312,47.110481586402251,22.89896128423041,37.348871085214853,8.4950684059815433,75.3,41.736903106165968,0.14885706739472235,0.21959989074387756,34.21130952381003,25.669642857143049,0.16353602493497377,2.5315231520595116E-2,2.4804026453986405,2.5231892059727361,2.5177868777611838]
[148,7,0,70.499995928507403,78.600000441751405,118,116,5.9914874999999999,0.9830508,15.4510131835937,571.12609999999995,589.38610000000006,586.55817000000002,4.4986000000000002E-3,5.3850000000000002E-4,15.5339904785156,502.02710000000002,517.85040000000004,515.18709999999999,4.4965999999999999E-3,0,15.4450012207031,577.65800000000002,596.15049999999997,593.40790000000004,4.5038999999999999E-3,5.844E-4,15.4510131835937,568.94179999999994,587.13080000000002,584.54363999999998,4.4870999999999999E-3,5.331E-4,15.4550109863281,577.34069999999997,595.80029999999999,593.14635999999996,4.4919996999999998E-3,5.9380000000000001E-4,15.3559814453125,556.34839999999997,574.29309999999998,571.84094000000005,4.4754E-3,4.4650000000000001E-4,true,0.47980941525428533,29.361846571622539,25.87915818058384,9.6229600450197026,7.8542094455852141,75.3,9.353946146703807,0.51429911032221842,-0.32261475028168202,37.168984981656472,27.048320150364209,0.3744066323460471,0.11767579209129853,13.763997999311178,13.813970212246629,13.853427230611953]
[149,0,0,90.000002656260094,352.10000376474102,0,0,0,{"$error":"#N/A"},{"$error":"#N/A"},{"$error":"#N/A"},{"$error":"#N/A"},{"$error":"#N/A"},{"$error":"#N/A"},{"$error":"#N/A"},{"$error":"#N/A"},{"$error":"#N/A"},{"$error":"#N/A"},{"$error":"#N/A"},{"$error":"#N/A"},{"$error":"#N/A"},{"$error":"#N/A"},{"$error":"#N/A"},{"$error":"#N/A"},{"$error":"#N/A"},{"$error":"#N/A"},{"$error":"#N/A"},{"$error":"#N/A"},{"$error":"#N/A"},{"$error":"#N/A"},{"$error":"#N/A"},{"$error":"#N/A"},{"$error":"#N/A"},{"$error":"#N/A"},{"$error":"#N/A"},{"$error":"#N/A"},{"$error":"#N/A"},{"$error":"#N/A"},{"$error":"#N/A"},{"$error":"#N/A"},{"$error":"#N/A"},{"$error":"#N/A"},{"$error":"#N/A"},{"$error":"#N/A"},{"$error":"#N/A"},false,{"$error":"#N/A"},{"$error":"#N/A"},{"$error":"#N/A"},{"$error":"#N/A"},{"$error":"#N/A"},{"$error":"#N/A"},{"$error":"#N/A"},{"$error":"#N/A"},{"$error":"#N/A"},{"$error":"#N/A"},{"$error":"#N/A"},{"$error":"#N/A"},{"$error":"#N/A"},{"$error":"#N/A"},{"$error":"#N/A"},{"$error":"#N/A"}]
[149,19,0,81.099997817190101,290.999989808083,112,43,445.99459999999999,0.38392857000000002,26.304986572265602,880.73180000000002,876.81629999999996,863.03809999999999,7.2277000000000001E-3,2.0900000000000001E-4,26.330987548828102,853.70180000000005,849.83029999999997,837.56104000000005,7.2284999999999997E-3,0,26.294000244140602,886.80089999999996,882.89350000000002,869.52404999999999,7.2317001999999998E-3,2.5179999999999999E-4,26.304010009765602,874.57410000000004,870.68993999999998,858.32806000000005,7.2296000000000001E-3,1.6000000000000001E-4,26.308007812500001,880.35657000000003,876.4316,863.25369999999998,7.2283E-3,2.0570000000000001E-4,26.286004638671798,873.62249999999995,869.79430000000002,855.74630000000002,7.2246999999999997E-3,1.572E-4,true,1.5713895829719371,39.505154639175252,20.577319587628871,57.374999999999979,16.997617156473389,75.3,35.582296650717701,1.4437305895070953,4.5424001755980328,39.444999999998707,33.611111111111043,2.9050016598430872E-2,5.5314793055161182E-2,3.1662109649997188,3.1754575001620897,3.0418153165290418]
[150,11,0,27.6000015269498,129.899993407458,817,301,582.25900000000001,0.36842105000000003,37.165002441406202,4889.9070000000002,4693.1989999999996,4683.2543999999998,3.5770999999999997E-2,2.5093000999999999E-3,37.563989257812501,4568.0290000000005,4377.9989999999998,4369.0736999999999,3.5761000000000001E-2,0,37.114007568359398,4919.0024000000003,4721.9785000000002,4713.0043999999998,3.57781E-2,2.7304E-3,37.193017578125001,4861.0569999999998,4665.0522000000001,4656.5129999999999,3.5763799999999998E-2,2.2899999999999999E-3,37.232995605468702,4900.8289999999997,4702.5749999999998,4693.3410000000003,3.5767100000000003E-2,2.5986999999999998E-3,36.584008789062501,4795.5810000000001,4611.9009999999998,4603.402,3.5714000000000003E-2,1.8267998999999999E-3,true,0.21189384895036006,31.706179335901112,26.000777820860499,19.231441048034938,8.0977109581013789,75.3,{"$f":" IF($AZ$2, 1, AZ3592/100) * (1 + N3592/O3592)","v":15.255369455411092},0.20386710915191805,0.12245088114768485,32.071563088511681,29.378531073445448,3.9984565398532013E-2,1.9844541772773283E-2,7.0463212908674553,7.1996361808214173,7.1910139671024522]
[151,4,0,90.000002656260094,48.600007651370397,0,0,0,{"$error":"#N/A"},{"$error":"#N/A"},{"$error":"#N/A"},{"$error":"#N/A"},{"$error":"#N/A"},{"$error":"#N/A"},{"$error":"#N/A"},{"$error":"#N/A"},{"$error":"#N/A"},{"$error":"#N/A"},{"$error":"#N/A"},{"$error":"#N/A"},{"$error":"#N/A"},{"$error":"#N/A"},{"$error":"#N/A"},{"$error":"#N/A"},{"$error":"#N/A"},{"$error":"#N/A"},{"$error":"#N/A"},{"$error":"#N/A"},{"$error":"#N/A"},{"$error":"#N/A"},{"$error":"#N/A"},{"$error":"#N/A"},{"$error":"#N/A"},{"$error":"#N/A"},{"$error":"#N/A"},{"$error":"#N/A"},{"$error":"#N/A"},{"$error":"#N/A"},{"$error":"#N/A"},{"$error":"#N/A"},{"$error":"#N/A"},{"$error":"#N/A"},{"$error":"#N/A"},{"$error":"#N/A"},{"$error":"#N/A"},false,{"$error":"#N/A"},{"$error":"#N/A"},{"$error":"#N/A"},{"$error":"#N/A"},{"$error":"#N/A"},{"$error":"#N/A"},{"$error":"#N/A"},{"$error":"#N/A"},{"$error":"#N/A"},{"$error":"#N/A"},{"$error":"#N/A"},{"$error":"#N/A"},{"$error":"#N/A"},{"$error":"#N/A"},{"$error":"#N/A"},{"$error":"#N/A"}]
[151,21,0,90.000002656260094,311.39999325962299,0,0,0,{"$error":"#N/A"},{"$error":"#N/A"},{"$error":"#N/A"},{"$error":"#N/A"},{"$error":"#N/A"},{"$error":"#N/A"},{"$error":"#N/A"},{"$error":"#N/A"},{"$error":"#N/A"},{"$error":"#N/A"},{"$error":"#N/A"},{"$error":"#N/A"},{"$error":"#N/A"},{"$error":"#N/A"},{"$error":"#N/A"},{"$error":"#N/A"},{"$error":"#N/A"},{"$error":"#N/A"},{"$error":"#N/A"},{"$error":"#N/A"},{"$error":"#N/A"},{"$error":"#N/A"},{"$error":"#N/A"},{"$error":"#N/A"},{"$error":"#N/A"},{"$error":"#N/A"},{"$error":"#N/A"},{"$error":"#N/A"},{"$error":"#N/A"},{"$error":"#N/A"},{"$error":"#N/A"},{"$error":"#N/A"},{"$error":"#N/A"},{"$error":"#N/A"},{"$error":"#N/A"},{"$error":"#N/A"},{"$error":"#N/A"},false,{"$error":"#N/A"},{"$error":"#N/A"},{"$error":"#N/A"},{"$error":"#N/A"},{"$error":"#N/A"},{"$error":"#N/A"},{"$error":"#N/A"},{"$error":"#N/A"},{"$error":"#N/A"},{"$error":"#N/A"},{"$error":"#N/A"},{"$error":"#N/A"},{"$error":"#N/A"},{"$error":"#N/A"},{"$error":"#N/A"},{"$error":"#N/A"}]
[152,15,0,37.099999324854203,249.299995895265,581,362,274.57925,0.6230637,36.975000000000001,3487.6597000000002,3348.5225,3342.2350000000001,2.52883E-2,2.0969000000000001E-3,37.292016601562501,3215.6206000000002,3083.6587,3077.1538,2.5292700000000001E-2,0,36.954003906250001,3512.8499000000002,3372.9850000000001,3366.4140000000002,2.5308799999999999E-2,2.2705998000000002E-3,37.011987304687501,3468.7876000000001,3329.9526000000001,3323.4375,2.5245499000000001E-2,1.9945000000000002E-3,37.023004150390598,3502.8098,3362.5210000000002,3355.7170000000001,2.52794E-2,2.2227000000000002E-3,36.629998779296898,3420.8723,3288.3008,3282.0479,2.51761E-2,1.6946999999999999E-3,true,0.18776938186916495,30.907193181818183,25.678030303030301,13.843058410629228,7.6499522284816601,75.3,13.059850255138537,0.21094746964052496,-0.30270235549441954,32.846079380445182,26.718199419167554,0.2507417262776146,8.0999494247058212E-2,8.4599252784983392,8.5892709202869977,8.6144930422392303]
[153,8,0,59.000002173061503,87.399999168813906,191,187,7.7664160000000004,0.97905759999999997,22.002984619140602,881.13184000000001,889.99670000000003,883.78139999999996,6.2890000000000003E-3,1.1506000000000001E-3,22.196984863281202,731.92859999999996,738.82446000000004,732.78229999999996,6.2870000000000001E-3,0,21.993005371093702,894.41030000000001,903.45050000000003,897.14966000000004,6.3020000000000003E-3,1.2397E-3,22.019006347656202,877.77520000000004,886.55700000000002,880.38729999999998,6.2427000000000003E-3,1.1707E-3,22.019982910156202,896.98689999999999,905.96320000000003,899.70874000000003,6.2896000000000002E-3,1.2719999999999999E-3,21.834008789062501,859.27800000000002,868.41907000000003,862.31946000000005,6.2106000000000001E-3,1.0602999999999999E-3,true,0.6983509039977418,28.4742560226736,25.214926783183756,5.8939096267190516,7.187222715173025,75.3,6.4658439075265077,0.81780725018228018,-0.77238608819267485,31.569620253164565,24.063291139240526,0.94990949428932492,0.2062837194541367,20.384944651705105,20.461185056055125,20.606270102320977]
[154,0,0,90.000002656260094,352.20001959079502,0,0,0,{"$error":"#N/A"},{"$error":"#N/A"},{"$error":"#N/A"},{"$error":"#N/A"},{"$error":"#N/A"},{"$error":"#N/A"},{"$error":"#N/A"},{"$error":"#N/A"},{"$error":"#N/A"},{"$error":"#N/A"},{"$error":"#N/A"},{"$error":"#N/A"},{"$error":"#N/A"},{"$error":"#N/A"},{"$error":"#N/A"},{"$error":"#N/A"},{"$error":"#N/A"},{"$error":"#N/A"},{"$error":"#N/A"},{"$error":"#N/A"},{"$error":"#N/A"},{"$error":"#N/A"},{"$error":"#N/A"},{"$error":"#N/A"},{"$error":"#N/A"},{"$error":"#N/A"},{"$error":"#N/A"},{"$error":"#N/A"},{"$error":"#N/A"},{"$error":"#N/A"},{"$error":"#N/A"},{"$error":"#N/A"},{"$error":"#N/A"},{"$error":"#N/A"},{"$error":"#N/A"},{"$error":"#N/A"},{"$error":"#N/A"},false,{"$error":"#N/A"},{"$error":"#N/A"},{"$error":"#N/A"},{"$error":"#N/A"},{"$error":"#N/A"},{"$error":"#N/A"},{"$error":"#N/A"},{"$error":"#N/A"},{"$error":"#N/A"},{"$error":"#N/A"},{"$error":"#N/A"},{"$error":"#N/A"},{"$error":"#N/A"},{"$error":"#N/A"},{"$error":"#N/A"},{"$error":"#N/A"}]
[154,19,0,80.599996399293005,291.29999843005902,53,53,0,1,20.564996337890602,228.6541,231.74610000000001,230.27345,2.1025000000000002E-3,2.2110000000000001E-4,20.597009277343702,201.56219999999999,204.18960000000001,202.73668000000001,2.1032999999999998E-3,0,20.560021972656202,231.49590000000001,234.63820000000001,233.19174000000001,2.1063000000000002E-3,2.4049999999999999E-4,20.563012695312501,227.9759,231.0581,229.73140000000001,2.1029999999999998E-3,2.152E-4,20.566003417968702,230.6678,233.79239999999999,232.51052999999999,2.1032999999999998E-3,2.366E-4,20.519006347656202,221.36449999999999,224.3665,223.06314,2.1006000000000002E-3,1.639E-4,true,0.63545837448829368,30.536451169188446,27.056396148555706,11.756505576208177,8.0665280665280559,75.3,10.50927182270466,0.71155435928176847,-0.79971338881102694,41.111111111114319,28.888888888888886,0.15691868758918037,0.18041114750985132,13.440962640812618,13.495545316705648,13.582529811576272]
[155,12,0,20.3999985945159,159.89999105486299,963,147,870.60249999999996,0.15264796999999999,43.188989257812501,5498.7520000000004,5167.3964999999998,5148.0464000000002,4.0128799999999999E-2,2.9508E-3,43.530999755859398,5123.7839999999997,4808.9565000000002,4792.585,4.0118399999999999E-2,0,43.109002685546898,5537.2543999999998,5205.0356000000002,5186.4769999999999,4.0167399999999999E-2,3.2169999999999998E-3,43.176995849609398,5468.4949999999999,5139.1480000000001,5122.8370000000004,4.0142700000000003E-2,2.6973000000000001E-3,43.206994628906202,5518.2187999999996,5185.3540000000003,5168.3774000000003,4.0120599999999999E-2,3.1132E-3,42.504998779296898,5389.4423999999999,5076.9395000000004,5060.8413,4.0087402000000001E-2,2.1270999999999998E-3,true,0.3744651682912209,31.052631578947366,25.782375012676201,19.267415563711854,8.2747901771837107,75.3,14.599295106411821,0.34043768123084905,0.49677732532397817,44.097234773179764,36.657027531780606,6.1530489976990843E-2,9.6097830579022769E-2,7.3181851537847971,7.4535920630598262,7.4169034039041586]
[156,2,0,90.000002656260094,22.699998317009801,0,0,0,{"$error":"#N/A"},{"$error":"#N/A"},{"$error":"#N/A"},{"$error":"#N/A"},{"$error":"#N/A"},{"$error":"#N/A"},{"$error":"#N/A"},{"$error":"#N/A"},{"$error":"#N/A"},{"$error":"#N/A"},{"$error":"#N/A"},{"$error":"#N/A"},{"$error":"#N/A"},{"$error":"#N/A"},{"$error":"#N/A"},{"$error":"#N/A"},{"$error":"#N/A"},{"$error":"#N/A"},{"$error":"#N/A"},{"$error":"#N/A"},{"$error":"#N/A"},{"$error":"#N/A"},{"$error":"#N/A"},{"$error":"#N/A"},{"$error":"#N/A"},{"$error":"#N/A"},{"$error":"#N/A"},{"$error":"#N/A"},{"$error":"#N/A"},{"$error":"#N/A"},{"$error":"#N/A"},{"$error":"#N/A"},{"$error":"#N/A"},{"$error":"#N/A"},{"$error":"#N/A"},{"$error":"#N/A"},{"$error":"#N/A"},false,{"$error":"#N/A"},{"$error":"#N/A"},{"$error":"#N/A"},{"$error":"#N/A"},{"$error":"#N/A"},{"$error":"#N/A"},{"$error":"#N/A"},{"$error":"#N/A"},{"$error":"#N/A"},{"$error":"#N/A"},{"$error":"#N/A"},{"$error":"#N/A"},{"$error":"#N/A"},{"$error":"#N/A"},{"$error":"#N/A"},{"$error":"#N/A"}]
[156,23,0,90.000002656260094,337.29999287993701,0,0,0,{"$error":"#N/A"},{"$error":"#N/A"},{"$error":"#N/A"},{"$error":"#N/A"},{"$error":"#N/A"},{"$error":"#N/A"},{"$error":"#N/A"},{"$error":"#N/A"},{"$error":"#N/A"},{"$error":"#N/A"},{"$error":"#N/A"},{"$error":"#N/A"},{"$error":"#N/A"},{"$error":"#N/A"},{"$error":"#N/A"},{"$error":"#N/A"},{"$error":"#N/A"},{"$error":"#N/A"},{"$error":"#N/A"},{"$error":"#N/A"},{"$error":"#N/A"},{"$error":"#N/A"},{"$error":"#N/A"},{"$error":"#N/A"},{"$error":"#N/A"},{"$error":"#N/A"},{"$error":"#N/A"},{"$error":"#N/A"},{"$error":"#N/A"},{"$error":"#N/A"},{"$error":"#N/A"},{"$error":"#N/A"},{"$error":"#N/A"},{"$error":"#N/A"},{"$error":"#N/A"},{"$error":"#N/A"},{"$error":"#N/A"},false,{"$error":"#N/A"},{"$error":"#N/A"},{"$error":"#N/A"},{"$error":"#N/A"},{"$error":"#N/A"},{"$error":"#N/A"},{"$error":"#N/A"},{"$error":"#N/A"},{"$error":"#N/A"},{"$error":"#N/A"},{"$error":"#N/A"},{"$error":"#N/A"},{"$error":"#N/A"},{"$error":"#N/A"},{"$error":"#N/A"},{"$error":"#N/A"}]
[157,0,0,90.000002656260094,352.20001959079502,0,0,0,{"$error":"#N/A"},{"$error":"#N/A"},{"$error":"#N/A"},{"$error":"#N/A"},{"$error":"#N/A"},{"$error":"#N/A"},{"$error":"#N/A"},{"$error":"#N/A"},{"$error":"#N/A"},{"$error":"#N/A"},{"$error":"#N/A"},{"$error":"#N/A"},{"$error":"#N/A"},{"$error":"#N/A"},{"$error":"#N/A"},{"$error":"#N/A"},{"$error":"#N/A"},{"$error":"#N/A"},{"$error":"#N/A"},{"$error":"#N/A"},{"$error":"#N/A"},{"$error":"#N/A"},{"$error":"#N/A"},{"$error":"#N/A"},{"$error":"#N/A"},{"$error":"#N/A"},{"$error":"#N/A"},{"$error":"#N/A"},{"$error":"#N/A"},{"$error":"#N/A"},{"$error":"#N/A"},{"$error":"#N/A"},{"$error":"#N/A"},{"$error":"#N/A"},{"$error":"#N/A"},{"$error":"#N/A"},{"$error":"#N/A"},false,{"$error":"#N/A"},{"$error":"#N/A"},{"$error":"#N/A"},{"$error":"#N/A"},{"$error":"#N/A"},{"$error":"#N/A"},{"$error":"#N/A"},{"$error":"#N/A"},{"$error":"#N/A"},{"$error":"#N/A"},{"$error":"#N/A"},{"$error":"#N/A"},{"$error":"#N/A"},{"$error":"#N/A"},{"$error":"#N/A"},{"$error":"#N/A"}]
[158,4,0,90.000002656260094,47.899994009458297,0,0,0,{"$error":"#N/A"},{"$error":"#N/A"},{"$error":"#N/A"},{"$error":"#N/A"},{"$error":"#N/A"},{"$error":"#N/A"},{"$error":"#N/A"},{"$error":"#N/A"},{"$error":"#N/A"},{"$error":"#N/A"},{"$error":"#N/A"},{"$error":"#N/A"},{"$error":"#N/A"},{"$error":"#N/A"},{"$error":"#N/A"},{"$error":"#N/A"},{"$error":"#N/A"},{"$error":"#N/A"},{"$error":"#N/A"},{"$error":"#N/A"},{"$error":"#N/A"},{"$error":"#N/A"},{"$error":"#N/A"},{"$error":"#N/A"},{"$error":"#N/A"},{"$error":"#N/A"},{"$error":"#N/A"},{"$error":"#N/A"},{"$error":"#N/A"},{"$error":"#N/A"},{"$error":"#N/A"},{"$error":"#N/A"},{"$error":"#N/A"},{"$error":"#N/A"},{"$error":"#N/A"},{"$error":"#N/A"},{"$error":"#N/A"},false,{"$error":"#N/A"},{"$error":"#N/A"},{"$error":"#N/A"},{"$error":"#N/A"},{"$error":"#N/A"},{"$error":"#N/A"},{"$error":"#N/A"},{"$error":"#N/A"},{"$error":"#N/A"},{"$error":"#N/A"},{"$error":"#N/A"},{"$error":"#N/A"},{"$error":"#N/A"},{"$error":"#N/A"},{"$error":"#N/A"},{"$error":"#N/A"}]
[158,11,0,26.799998772612099,128.69999777574299,874,197,758.47046,0.22540046,43.058984375000001,5274.3706000000002,4958.6733000000004,4945.8639999999996,3.88067E-2,2.4987E-3,43.412988281250001,4955.665,4652.9984999999997,4641.3813,3.8796299999999999E-2,0,43.002008056640598,5303.0415000000003,4986.6566999999995,4974.9125999999997,3.8812100000000002E-2,2.7196999999999998E-3,43.089013671875001,5242.3360000000002,4928.0415000000003,4916.6553000000004,3.8804702000000003E-2,2.2480999999999998E-3,43.126000976562501,5287.424,4969.7889999999998,4957.6109999999999,3.8811100000000001E-2,2.5974000000000001E-3,42.493005371093702,5180.88,4880.5375999999997,4869.3329999999996,3.8755998E-2,1.8120001000000001E-3,true,0.25832111181837292,31.557168520138589,25.552584103970471,20.977714514478897,8.1258962385557183,75.3,{"$f":" IF($AZ$2, 1, AZ3784/100) * (1 + N3784/O3784)","v":16.530755993116422},0.24967126037112811,0.14298858365110892,30.181481615912485,28.838880621393493,1.9064699942794583E-2,1.3913186866987282E-2,6.4311368908108246,6.5694153995536571,6.5601742308911266]
[159,4,0,90.000002656260094,47.899994009458297,0,0,0,{"$error":"#N/A"},{"$error":"#N/A"},{"$error":"#N/A"},{"$error":"#N/A"},{"$error":"#N/A"},{"$error":"#N/A"},{"$error":"#N/A"},{"$error":"#N/A"},{"$error":"#N/A"},{"$error":"#N/A"},{"$error":"#N/A"},{"$error":"#N/A"},{"$error":"#N/A"},{"$error":"#N/A"},{"$error":"#N/A"},{"$error":"#N/A"},{"$error":"#N/A"},{"$error":"#N/A"},{"$error":"#N/A"},{"$error":"#N/A"},{"$error":"#N/A"},{"$error":"#N/A"},{"$error":"#N/A"},{"$error":"#N/A"},{"$error":"#N/A"},{"$error":"#N/A"},{"$error":"#N/A"},{"$error":"#N/A"},{"$error":"#N/A"},{"$error":"#N/A"},{"$error":"#N/A"},{"$error":"#N/A"},{"$error":"#N/A"},{"$error":"#N/A"},{"$error":"#N/A"},{"$error":"#N/A"},{"$error":"#N/A"},false,{"$error":"#N/A"},{"$error":"#N/A"},{"$error":"#N/A"},{"$error":"#N/A"},{"$error":"#N/A"},{"$error":"#N/A"},{"$error":"#N/A"},{"$error":"#N/A"},{"$error":"#N/A"},{"$error":"#N/A"},{"$error":"#N/A"},{"$error":"#N/A"},{"$error":"#N/A"},{"$error":"#N/A"},{"$error":"#N/A"},{"$error":"#N/A"}]
[160,6,0,80.200001093403401,67.999998553068707,113,45,399.50763000000001,0.39823007999999999,18.943017578125001,940.48299999999995,959.77390000000003,950.71954000000005,7.6848999999999997E-3,2.1240000000000001E-4,18.981011962890602,913.01319999999998,931.62940000000003,922.92169999999999,7.6855999999999999E-3,0,18.930017089843702,945.77419999999995,965.21929999999998,956.72986000000003,7.6855999999999999E-3,2.522E-4,18.946984863281202,934.38549999999998,953.53449999999998,944.58219999999994,7.6850996999999997E-3,1.6519998999999999E-4,18.941003417968702,941.37130000000002,960.69349999999997,952.05050000000006,7.685E-3,2.1910000000000001E-4,18.911004638671798,934.52850000000001,953.79700000000003,945.24834999999996,7.6839999999999999E-3,1.673E-4,true,0.94338468674757392,36.389961389961385,19.594592664092662,52.663447497787395,15.78112609040444,75.3,37.181261770244816,0.93467423849011677,0.32386545679668705,35.999999999998259,30.996999999997243,6.5100001240159244E-3,9.1079421255413351E-3,3.0086969169777573,3.0209974051913768,3.0119391493341272]
[160,15,0,36.500001508996398,250.39997570092601,767,178,732.71749999999997,0.23207301,47.679986572265598,5118.2515000000003,4732.4795000000004,4720.8670000000002,3.8129598000000001E-2,1.9452E-3,47.972985839843702,4872.7550000000001,4500.4146000000001,4488.5747000000001,3.8145900000000003E-2,0,47.676995849609398,5142.6464999999998,4755.1040000000003,4742.2820000000002,3.8160399999999997E-2,2.1064999999999999E-3,47.728997802734398,5088.6329999999998,4704.223,4691.2494999999999,3.8134599999999998E-2,1.7068999999999999E-3,47.754998779296898,5124.3710000000001,4736.8339999999998,4723.607,3.8158998E-2,1.9639000000000002E-3,47.309014892578098,5043.5635000000002,4669.6513999999997,4658.0347000000002,3.8045099999999998E-2,1.4421E-3,true,0.24537877026197752,32.73284783441931,25.074741280183975,23.410861796238791,7.6572513648231588,75.3,20.601890808143121,0.26308465002313219,-0.36477460150141983,30.123092591616846,27.857907952729494,6.7655095372698426E-2,8.0717183258027791E-2,5.0381457717451461,5.1565226901539312,5.1751906902652207]
[161,8,0,58.500005612187799,86.500002445027206,468,88,727.27480000000003,0.18803418999999999,33.478997802734398,4644.1396000000004,4514.1229999999996,4505.5483000000004,3.5459197999999997E-2,8.9619999999999999E-4,33.610009765625001,4529.4135999999999,4400.5609999999997,4391.9486999999999,3.5459499999999998E-2,0,33.450006103515598,4656.53,4526.5986000000003,4518.1859999999997,3.5476000000000001E-2,9.7659999999999999E-4,33.482995605468702,4617.1436000000003,4487.7763999999997,4479.3065999999999,3.5420199999999999E-2,7.2429999999999999E-4,33.468988037109398,4631.5950000000003,4502.0309999999999,4493.9076999999997,3.54475E-2,8.0990000000000001E-4,33.437005615234398,4606.942,4478.58,4470.66,3.5369499999999998E-2,6.9530000000000004E-4,true,0.18995273278993977,44.546247818499133,22.5305410122164,34.833632472732305,8.2326438664755308,75.3,40.566166034367328,0.19570913799399162,-0.23351528926866352,33.653846153846168,26.499999999999957,0.1575372245216089,4.7361596572337294E-2,2.5329106619894586,2.5806255157012914,2.5865420513677781]
[162,8,0,58.400004357203699,86.500002445027206,463,95,702.30899999999997,0.20518358,41.279992675781202,4548.51,4302.8603999999996,4294.9242999999997,3.47178E-2,8.9090003000000001E-4,41.428002929687501,4434.3370000000004,4192.5137000000004,4184.5513000000001,3.4717999999999999E-2,0,41.245996093750001,4560.5349999999999,4314.7179999999998,4306.8990000000003,3.4733600000000003E-2,9.6889999999999997E-4,41.283013916015598,4522.6779999999999,4278.3289999999997,4270.5290000000005,3.4678500000000001E-2,7.2849999999999998E-4,41.266015625000001,4539.7579999999998,4294.7475999999997,4287.2430000000004,3.4713500000000001E-2,8.2660000000000003E-4,41.218988037109398,4514.5204999999996,4271.5663999999997,4264.1665000000003,3.4634702000000003E-2,7.0850000000000004E-4,true,0.18443777539238543,42.049110922946646,21.693480101608802,32.999313658201793,8.0503632985860172,75.3,39.969355517924946,0.18991947480100882,-0.21909999250566728,32.550826163100908,25.558262900073451,0.15888807186008602,4.5489094133643881E-2,2.5747479273677163,2.6319937845402661,2.6376304670945148]
[162,19,0,80.099999838419293,292.10000846993199,108,52,325.71559999999999,0.48148150000000001,30.210015869140602,859.50279999999998,844.20029999999997,838.15954999999997,7.0470000000000003E-3,2.2609999999999999E-4,30.235986328125001,830.32983000000002,815.46680000000003,810.17895999999996,7.0481001999999999E-3,0,30.197015380859298,865.05539999999996,849.6866,843.93320000000006,7.0523000000000001E-3,2.6390000000000002E-4,30.205010986328102,854.3886,839.18470000000002,833.99300000000005,7.0489002000000004E-3,1.851E-4,30.209008789062501,861.53340000000003,846.19140000000004,840.66327000000001,7.0483999999999998E-3,2.4049999999999999E-4,30.179010009765602,853.24440000000004,838.13810000000001,831.82740000000001,7.0448999999999998E-3,1.8000000000000001E-4,true,0.71555885493051863,33.867768595041326,20.84297520661157,42.571582928146952,14.323607427055707,75.3,32.167624944714731,0.64844332105244173,2.158947321754273,41.142857142857778,31.429142857144466,4.8231637610629541E-2,7.5152787034016288E-2,3.5134194805454557,3.5235646625956978,3.4536307879434451]
[163,12,0,19.700000737929901,159.49999574897299,556,421,143.39269999999999,0.75719420000000004,43.782983398437501,3105.3031999999998,2909.7642000000001,2900.6716000000001,2.2488299999999999E-2,1.9578E-3,44.123010253906202,2850.0311999999999,2666.8353999999999,2656.8516,2.2490300000000001E-2,0,43.757989501953098,3127.6273999999999,2930.9688000000001,2920.9385000000002,2.2492399999999999E-2,2.1248999999999999E-3,43.790002441406202,3091.5698000000002,2896.7869999999998,2888.2354,2.2475499999999999E-2,1.8653000000000001E-3,43.814996337890598,3135.5798,2937.8516,2929.4639999999999,2.2483400000000001E-2,2.1949000000000001E-3,43.239007568359398,3044.3593999999998,2858.1637999999998,2850.2239,2.2479300000000001E-2,1.4993000000000001E-3,true,0.31248580211413518,28.993674525589419,25.261644623346751,13.91733233260064,7.8638994776224713,75.3,12.486515476555317,0.37436881181343157,-0.77270315834608716,51.951219512192012,10.731707317068839,7.5192987920180698E-2,1.8228379363693925E-2,8.9568142271565279,9.1092536119777083,9.1770274259954956]
[164,10,0,36.299998999028197,109.40000327200499,828,96,908.26940000000002,0.11594203,58.868005371093702,5621.4809999999998,4985.8040000000001,4970.0513000000001,4.2120900000000003E-2,1.9315999999999999E-3,59.109002685546898,5378.22,4765.3954999999996,4753.2259999999997,4.2125599999999999E-2,0,58.765008544921898,5648.5349999999999,5011.7915000000003,4998.0069999999996,4.2165300000000003E-2,2.1018E-3,58.838983154296898,5587.1670000000004,4955.91,4942.8744999999999,4.2112900000000002E-2,1.6672E-3,58.868005371093702,5629.5703000000003,4992.9975999999997,4978.4434000000001,4.2155699999999997E-2,1.9610999999999999E-3,58.381005859375001,5551.2875999999997,4932.6610000000001,4919.9146000000001,4.2072900000000003E-2,1.4228000000000001E-3,true,0.31595104821609521,32.613784135240579,24.540219208619728,26.067658349328227,8.0978209154058511,75.3,22.806222820459727,0.25537229806004497,1.3815724742438413,31.159420289855809,24.830917874396292,0.12442743197453865,0.10529985556844146,4.5230764081796488,4.6251879828232614,4.5616450806252518]
[164,23,0,90.000002656260094,337.40000870599101,0,0,0,{"$error":"#N/A"},{"$error":"#N/A"},{"$error":"#N/A"},{"$error":"#N/A"},{"$error":"#N/A"},{"$error":"#N/A"},{"$error":"#N/A"},{"$error":"#N/A"},{"$error":"#N/A"},{"$error":"#N/A"},{"$error":"#N/A"},{"$error":"#N/A"},{"$error":"#N/A"},{"$error":"#N/A"},{"$error":"#N/A"},{"$error":"#N/A"},{"$error":"#N/A"},{"$error":"#N/A"},{"$error":"#N/A"},{"$error":"#N/A"},{"$error":"#N/A"},{"$error":"#N/A"},{"$error":"#N/A"},{"$error":"#N/A"},{"$error":"#N/A"},{"$error":"#N/A"},{"$error":"#N/A"},{"$error":"#N/A"},{"$error":"#N/A"},{"$error":"#N/A"},{"$error":"#N/A"},{"$error":"#N/A"},{"$error":"#N/A"},{"$error":"#N/A"},{"$error":"#N/A"},{"$error":"#N/A"},{"$error":"#N/A"},false,{"$error":"#N/A"},{"$error":"#N/A"},{"$error":"#N/A"},{"$error":"#N/A"},{"$error":"#N/A"},{"$error":"#N/A"},{"$error":"#N/A"},{"$error":"#N/A"},{"$error":"#N/A"},{"$error":"#N/A"},{"$error":"#N/A"},{"$error":"#N/A"},{"$error":"#N/A"},{"$error":"#N/A"},{"$error":"#N/A"},{"$error":"#N/A"}]
[165,16,0,47.199999795639798,263.50000896421102,372,311,89.779650000000004,0.83602149999999997,38.532006835937501,2025.5963999999999,1932.7157,1922.4644000000001,1.43508E-2,1.8430001000000001E-3,38.823999023437501,1786.2487000000001,1702.2917,1691.5934999999999,1.4367599999999999E-2,0,38.511010742187501,2049.4043000000001,1955.6174000000001,1944.4689000000001,1.4385800000000001E-2,1.9895999999999998E-3,38.545983886718702,2016.8628000000001,1924.2795000000001,1914.1090999999999,1.4285300000000001E-2,1.8418E-3,38.540002441406202,2055.1095999999998,1960.8488,1951.2981,1.43651E-2,2.0539999999999998E-3,38.217980957031202,1992.9685999999999,1903.6519000000001,1893.8369,1.42533E-2,1.6915999999999999E-3,true,0.53040910259071739,28.222958057395143,24.144591611479033,8.0247583885329377,7.3683102131081535,75.3,8.7866517750053283,0.62845868307999397,-0.86152752044462999,31.85152057245082,22.862254025044781,0.70352040209165079,0.24329547192371015,13.399461116472738,13.536105474755001,13.648131185181317]
[166,12,0,19.599999482945801,159.39998963696499,479,447,33.968204,0.93319415999999999,44.864007568359398,2631.8090000000002,2455.576,2443.6496999999999,1.9072200000000001E-2,1.7491999E-3,45.154016113281202,2403.3503000000001,2239.61,2225.4937,1.9076900000000001E-2,0,44.846002197265598,2650.6855,2473.3787000000002,2460.1080000000002,1.9069800000000001E-2,1.8961E-3,44.878015136718702,2621.3834999999999,2445.7085000000002,2433.7975999999999,1.9054700000000001E-2,1.6873000000000001E-3,44.885003662109398,2665.6487000000002,2487.02,2475.9985000000001,1.90683E-2,2.0116999999999999E-3,44.396997070312501,2582.4196999999999,2413.5077999999999,2403.1696999999999,1.90701E-2,1.374E-3,true,0.4856823816489525,28.187235377136581,24.912968480476717,12.37479997629347,7.7474869468909802,75.3,11.903385027634636,0.63030170431459664,-1.7214594801248908,21.666666666657029,105.55555555556198,7.9245540470340714E-2,-1.2585344366478068E-2,9.5058427396122873,9.6430182040623098,9.8025889716066121]
[167,3,0,90.000002656260094,35.8000024381545,0,0,0,{"$error":"#N/A"},{"$error":"#N/A"},{"$error":"#N/A"},{"$error":"#N/A"},{"$error":"#N/A"},{"$error":"#N/A"},{"$error":"#N/A"},{"$error":"#N/A"},{"$error":"#N/A"},{"$error":"#N/A"},{"$error":"#N/A"},{"$error":"#N/A"},{"$error":"#N/A"},{"$error":"#N/A"},{"$error":"#N/A"},{"$error":"#N/A"},{"$error":"#N/A"},{"$error":"#N/A"},{"$error":"#N/A"},{"$error":"#N/A"},{"$error":"#N/A"},{"$error":"#N/A"},{"$error":"#N/A"},{"$error":"#N/A"},{"$error":"#N/A"},{"$error":"#N/A"},{"$error":"#N/A"},{"$error":"#N/A"},{"$error":"#N/A"},{"$error":"#N/A"},{"$error":"#N/A"},{"$error":"#N/A"},{"$error":"#N/A"},{"$error":"#N/A"},{"$error":"#N/A"},{"$error":"#N/A"},{"$error":"#N/A"},false,{"$error":"#N/A"},{"$error":"#N/A"},{"$error":"#N/A"},{"$error":"#N/A"},{"$error":"#N/A"},{"$error":"#N/A"},{"$error":"#N/A"},{"$error":"#N/A"},{"$error":"#N/A"},{"$error":"#N/A"},{"$error":"#N/A"},{"$error":"#N/A"},{"$error":"#N/A"},{"$error":"#N/A"},{"$error":"#N/A"},{"$error":"#N/A"}]
[167,20,0,89.900006258299399,301.60001598188302,1,1,0,1,{"$error":"#N/A"},{"$error":"#N/A"},{"$error":"#N/A"},{"$error":"#N/A"},{"$error":"#N/A"},{"$error":"#N/A"},{"$error":"#N/A"},{"$error":"#N/A"},{"$error":"#N/A"},{"$error":"#N/A"},{"$error":"#N/A"},{"$error":"#N/A"},{"$error":"#N/A"},{"$error":"#N/A"},{"$error":"#N/A"},{"$error":"#N/A"},{"$error":"#N/A"},{"$error":"#N/A"},{"$error":"#N/A"},{"$error":"#N/A"},{"$error":"#N/A"},{"$error":"#N/A"},{"$error":"#N/A"},{"$error":"#N/A"},{"$error":"#N/A"},{"$error":"#N/A"},{"$error":"#N/A"},{"$error":"#N/A"},{"$error":"#N/A"},{"$error":"#N/A"},{"$error":"#N/A"},{"$error":"#N/A"},{"$error":"#N/A"},{"$error":"#N/A"},{"$error":"#N/A"},{"$error":"#N/A"},false,{"$error":"#N/A"},{"$error":"#N/A"},{"$error":"#N/A"},{"$error":"#N/A"},{"$error":"#N/A"},{"$error":"#N/A"},{"$error":"#N/A"},{"$error":"#N/A"},{"$error":"#N/A"},{"$error":"#N/A"},{"$error":"#N/A"},{"$error":"#N/A"},{"$error":"#N/A"},{"$error":"#N/A"},{"$error":"#N/A"},{"$error":"#N/A"}]
[167,21,0,90.000002656260094,312.29999969745597,0,0,0,{"$error":"#N/A"},{"$error":"#N/A"},{"$error":"#N/A"},{"$error":"#N/A"},{"$error":"#N/A"},{"$error":"#N/A"},{"$error":"#N/A"},{"$error":"#N/A"},{"$error":"#N/A"},{"$error":"#N/A"},{"$error":"#N/A"},{"$error":"#N/A"},{"$error":"#N/A"},{"$error":"#N/A"},{"$error":"#N/A"},{"$error":"#N/A"},{"$error":"#N/A"},{"$error":"#N/A"},{"$error":"#N/A"},{"$error":"#N/A"},{"$error":"#N/A"},{"$error":"#N/A"},{"$error":"#N/A"},{"$error":"#N/A"},{"$error":"#N/A"},{"$error":"#N/A"},{"$error":"#N/A"},{"$error":"#N/A"},{"$error":"#N/A"},{"$error":"#N/A"},{"$error":"#N/A"},{"$error":"#N/A"},{"$error":"#N/A"},{"$error":"#N/A"},{"$error":"#N/A"},{"$error":"#N/A"},{"$error":"#N/A"},false,{"$error":"#N/A"},{"$error":"#N/A"},{"$error":"#N/A"},{"$error":"#N/A"},{"$error":"#N/A"},{"$error":"#N/A"},{"$error":"#N/A"},{"$error":"#N/A"},{"$error":"#N/A"},{"$error":"#N/A"},{"$error":"#N/A"},{"$error":"#N/A"},{"$error":"#N/A"},{"$error":"#N/A"},{"$error":"#N/A"},{"$error":"#N/A"}]
[168,14,0,26.299999783226699,232.30000597104399,753,340,460.68738000000002,0.45152724,52.187005615234398,4445.1464999999998,4041.6936000000001,4033.0839999999998,3.2464800000000002E-2,2.3375000000000002E-3,52.562005615234398,4141.741,3760.0185999999999,3751.6496999999999,3.2442100000000001E-2,0,52.123010253906202,4474.7734,4069.6505999999999,4061.9087,3.2489299999999999E-2,2.5441000000000001E-3,52.180993652343702,4420.3090000000002,4019.1587,4011.7188000000001,3.2451199999999999E-2,2.1576999999999998E-3,52.221002197265598,4468.3649999999998,4062.3416000000002,4054.4573,3.2462202000000002E-2,2.5213000000000002E-3,51.601007080078098,4365.4920000000002,3977.7678000000001,3970.1511,3.2402E-2,1.7801E-3,true,0.21301961138271908,30.307609282245007,25.094441446303289,17.907957547388431,8.1207499705200252,75.3,14.88868449197861,0.22257602661859013,-0.14228245132122153,34.501179362811072,28.172485963921034,0.117407060447694,7.5409442493368228E-2,7.3255546399448894,7.4913193248565362,7.5016145563910159]
[169,8,0,58.200001847235498,85.900004629169501,177,174,5.6930769999999997,0.9830508,23.895989990234298,798.97760000000005,801.88459999999998,794.99710000000005,5.7074999999999999E-3,1.0979E-3,24.073999023437501,656.99570000000006,659.00109999999995,652.56029999999998,5.7057999999999996E-3,0,23.886010742187501,811.57619999999997,814.56650000000002,807.69320000000005,5.7206999999999996E-3,1.1822E-3,23.912988281250001,795.95249999999999,798.80690000000004,792.25670000000002,5.6629999999999996E-3,1.1192000000000001E-3,23.912011718750001,813.48929999999996,816.41300000000001,809.79236000000003,5.7076000000000002E-3,1.2099999999999999E-3,23.738000488281202,778.04679999999996,781.29510000000005,774.73815999999999,5.6293999999999997E-3,1.0139999999999999E-3,true,0.85891411307810772,28.581632653061227,25.367346938775519,5.6290207290921934,7.1307731348333681,75.3,6.198560888969852,0.97735800441000298,-0.73418167234728127,31.675191815856689,24.296675191815822,1.018894578845142,0.23074099323509012,21.610780709828084,21.681830273120944,21.827377485268421]
[170,1,0,90.000002656260094,7.6999964576679698,0,0,0,{"$error":"#N/A"},{"$error":"#N/A"},{"$error":"#N/A"},{"$error":"#N/A"},{"$error":"#N/A"},{"$error":"#N/A"},{"$error":"#N/A"},{"$error":"#N/A"},{"$error":"#N/A"},{"$error":"#N/A"},{"$error":"#N/A"},{"$error":"#N/A"},{"$error":"#N/A"},{"$error":"#N/A"},{"$error":"#N/A"},{"$error":"#N/A"},{"$error":"#N/A"},{"$error":"#N/A"},{"$error":"#N/A"},{"$error":"#N/A"},{"$error":"#N/A"},{"$error":"#N/A"},{"$error":"#N/A"},{"$error":"#N/A"},{"$error":"#N/A"},{"$error":"#N/A"},{"$error":"#N/A"},{"$error":"#N/A"},{"$error":"#N/A"},{"$error":"#N/A"},{"$error":"#N/A"},{"$error":"#N/A"},{"$error":"#N/A"},{"$error":"#N/A"},{"$error":"#N/A"},{"$error":"#N/A"},{"$error":"#N/A"},false,{"$error":"#N/A"},{"$error":"#N/A"},{"$error":"#N/A"},{"$error":"#N/A"},{"$error":"#N/A"},{"$error":"#N/A"},{"$error":"#N/A"},{"$error":"#N/A"},{"$error":"#N/A"},{"$error":"#N/A"},{"$error":"#N/A"},{"$error":"#N/A"},{"$error":"#N/A"},{"$error":"#N/A"},{"$error":"#N/A"},{"$error":"#N/A"}]
[170,16,0,47.099998540655697,264.00001038210797,382,313,101.36313,0.81937170000000004,35.471002197265598,2119.2473,2044.2579000000001,2034.3688999999999,1.50008E-2,1.908E-3,35.774987792968702,1871.2755999999999,1802.913,1792.4111,1.50162E-2,0,35.448999023437501,2143.9929999999999,2068.3270000000002,2057.7145999999998,1.50376E-2,2.0600000000000002E-3,35.484002685546898,2109.7226999999998,2034.9748999999999,2025.2475999999999,1.49358995E-2,1.9E-3,35.488000488281202,2140.3933000000002,2064.5293000000001,2055.2898,1.50002E-2,2.0701000000000001E-3,35.167993164062501,2077.7026000000001,2006.2637999999999,1996.7655999999999,1.4888200000000001E-2,1.7030999999999999E-3,true,0.48374522607935744,29.724795640326978,25.365122615803813,8.4210526315789522,7.3786407766990418,75.3,8.8620545073375254,0.58249621584624323,-0.87513665396767204,33.33928571428573,24.258883928571436,0.68091312478366639,0.24471990211203387,13.251479365198801,13.386386364733077,13.499012587011979]
[171,12,0,19.3999994014893,158.899997933115,486,452,36.04663,0.93004112999999999,35.534997558593702,2677.6948000000002,2583.1667000000002,2569.797,1.9340900000000001E-2,1.8312999999999999E-3,35.842004394531202,2438.5387999999998,2349.674,2333.7854000000002,1.9345500000000002E-2,0,35.520989990234398,2697.6435999999999,2602.5603000000001,2587.4101999999998,1.93388E-2,1.9856998999999999E-3,35.545007324218702,2666.9630000000002,2572.7002000000002,2559.4802,1.93235E-2,1.7665000000000001E-3,35.563012695312501,2704.3607999999999,2608.6509999999998,2596.2919999999999,1.9335100000000001E-2,2.0409E-3,35.070001220703098,2620.1343000000002,2531.6704,2520.1266999999998,1.93376E-2,1.3946E-3,true,0.51757015913840143,29.145905926040538,25.754293671669505,12.408712142654954,7.7755908634532407,75.3,11.561295254737074,0.67620444368026245,-1.8340178011124284,15.199999999998893,76.400000000019958,7.9178202706553513E-2,-1.0858998490093086E-2,9.8073485646404492,9.9372381019664964,10.112823569810651]
[172,5,0,89.800000146291893,57.999999337267298,3,3,0,1,{"$error":"#N/A"},{"$error":"#N/A"},{"$error":"#N/A"},{"$error":"#N/A"},{"$error":"#N/A"},{"$error":"#N/A"},{"$error":"#N/A"},{"$error":"#N/A"},{"$error":"#N/A"},{"$error":"#N/A"},{"$error":"#N/A"},{"$error":"#N/A"},{"$error":"#N/A"},{"$error":"#N/A"},{"$error":"#N/A"},{"$error":"#N/A"},{"$error":"#N/A"},{"$error":"#N/A"},{"$error":"#N/A"},{"$error":"#N/A"},{"$error":"#N/A"},{"$error":"#N/A"},{"$error":"#N/A"},{"$error":"#N/A"},{"$error":"#N/A"},{"$error":"#N/A"},{"$error":"#N/A"},{"$error":"#N/A"},{"$error":"#N/A"},{"$error":"#N/A"},{"$error":"#N/A"},{"$error":"#N/A"},{"$error":"#N/A"},{"$error":"#N/A"},{"$error":"#N/A"},{"$error":"#N/A"},false,{"$error":"#N/A"},{"$error":"#N/A"},{"$error":"#N/A"},{"$error":"#N/A"},{"$error":"#N/A"},{"$error":"#N/A"},{"$error":"#N/A"},{"$error":"#N/A"},{"$error":"#N/A"},{"$error":"#N/A"},{"$error":"#N/A"},{"$error":"#N/A"},{"$error":"#N/A"},{"$error":"#N/A"},{"$error":"#N/A"},{"$error":"#N/A"}]
[172,18,0,69.1999990418077,283.20001820193198,278,84,546.3143,0.30215827000000001,40.573999023437501,2888.6948000000002,2737.8249999999998,2733.2256000000002,2.22328E-2,5.5329999999999995E-4,40.659020996093702,2816.4387000000002,2668.3977,2663.5675999999999,2.2232999999999999E-2,0,40.551995849609398,2896.2310000000002,2745.1714000000002,2740.19,2.2240900000000001E-2,6.0289999999999996E-4,40.583001708984398,2867.5695999999998,2717.6642999999999,2713.4358000000002,2.2214899999999999E-2,4.0949999999999998E-4,40.571008300781202,2876.9712,2726.6907000000001,2722.2042999999999,2.2218000000000002E-2,4.7839999999999997E-4,40.529992675781202,2865.7465999999999,2716.453,2712.1671999999999,2.2206699999999999E-2,4.038E-4,true,0.1679946672997582,46.689008042895438,20.764075067024127,47.228327228327217,8.226903300713218,75.3,41.182179649376472,0.18101124881048014,-0.536051198195303,50.265486725659002,27.256637168140017,0.11703856420690606,3.6419389503128397E-2,2.5655129650079038,2.60183480146156,2.6152142712653643]
[173,16,0,47.000002142695003,264.00001038210797,582,194,568.91629999999998,0.33333333999999998,46.687005615234398,4383.6139999999996,4067.0625,4052.9767999999999,3.28023E-2,1.5208000000000001E-3,46.916009521484398,4192.3716000000004,3886.1561999999999,3871.8606,3.2835499999999997E-2,0,46.654992675781202,4406.085,4088.3813,4074.6006000000002,3.28595E-2,1.6387999999999999E-3,46.675988769531202,4360.9440000000004,4046.1592000000001,4034.6296000000002,3.2791599999999997E-2,1.3549E-3,46.721002197265598,4389.8173999999999,4072.3413,4059.3188,3.2853199999999999E-2,1.5184E-3,46.386010742187501,4336.2573000000002,4027.4485,4014.6567,3.2738299999999998E-2,1.2163001000000001E-3,true,0.34633596115132448,33.985436605573184,24.587883014857002,20.953575909661225,7.2003905296558308,75.3,22.569108364018934,0.36785963466934041,-0.48577012001986614,30.54830287206272,24.638816362053845,0.20706522402078598,0.1740744685707285,4.561675782747864,4.6551474179035859,4.6777562188060164]
[174,9,0,47.000002142695003,96.000000242931605,623,160,678.88726999999994,0.25682184000000002,44.323999023437501,4815.451,4506.4804999999997,4489.8519999999999,3.6264999999999999E-2,1.4314E-3,44.590997314453098,4631.2714999999998,4329.8002999999999,4313.8573999999999,3.6255299999999997E-2,0,44.305017089843702,4833.7992999999997,4524.0010000000002,4507.3505999999998,3.6288000000000001E-2,1.5525000000000001E-3,44.381982421875001,4784.53,4476.5902999999998,4461.2240000000002,3.6203800000000001E-2,1.2503E-3,44.361993408203098,4813.6143000000002,4504.1704,4489.2749999999996,3.62653E-2,1.4170000000000001E-3,44.023004150390598,4758.6989999999996,4458.1415999999999,4442.8887000000004,3.6125999999999998E-2,1.1261000000000001E-3,true,0.36899083442166908,34.657958061189412,24.269508422138188,24.170199152203487,7.8003220611916335,75.3,26.335336034651391,0.36821328688069077,2.0476975774580596E-2,31.629576453697066,25.585068198133655,0.23257227141901815,6.3381834215170407E-2,3.9768668280406407,4.0805623298607969,4.0797500631337513]
[174,20,0,89.800000146291893,302.00000157372602,3,3,0,1,{"$error":"#N/A"},{"$error":"#N/A"},{"$error":"#N/A"},{"$error":"#N/A"},{"$error":"#N/A"},{"$error":"#N/A"},{"$error":"#N/A"},{"$error":"#N/A"},{"$error":"#N/A"},{"$error":"#N/A"},{"$error":"#N/A"},{"$error":"#N/A"},{"$error":"#N/A"},{"$error":"#N/A"},{"$error":"#N/A"},{"$error":"#N/A"},{"$error":"#N/A"},{"$error":"#N/A"},{"$error":"#N/A"},{"$error":"#N/A"},{"$error":"#N/A"},{"$error":"#N/A"},{"$error":"#N/A"},{"$error":"#N/A"},{"$error":"#N/A"},{"$error":"#N/A"},{"$error":"#N/A"},{"$error":"#N/A"},{"$error":"#N/A"},{"$error":"#N/A"},{"$error":"#N/A"},{"$error":"#N/A"},{"$error":"#N/A"},{"$error":"#N/A"},{"$error":"#N/A"},{"$error":"#N/A"},false,{"$error":"#N/A"},{"$error":"#N/A"},{"$error":"#N/A"},{"$error":"#N/A"},{"$error":"#N/A"},{"$error":"#N/A"},{"$error":"#N/A"},{"$error":"#N/A"},{"$error":"#N/A"},{"$error":"#N/A"},{"$error":"#N/A"},{"$error":"#N/A"},{"$error":"#N/A"},{"$error":"#N/A"},{"$error":"#N/A"},{"$error":"#N/A"}]
[175,20,0,89.800000146291893,302.00000157372602,1,1,0,1,{"$error":"#N/A"},{"$error":"#N/A"},{"$error":"#N/A"},{"$error":"#N/A"},{"$error":"#N/A"},{"$error":"#N/A"},{"$error":"#N/A"},{"$error":"#N/A"},{"$error":"#N/A"},{"$error":"#N/A"},{"$error":"#N/A"},{"$error":"#N/A"},{"$error":"#N/A"},{"$error":"#N/A"},{"$error":"#N/A"},{"$error":"#N/A"},{"$error":"#N/A"},{"$error":"#N/A"},{"$error":"#N/A"},{"$error":"#N/A"},{"$error":"#N/A"},{"$error":"#N/A"},{"$error":"#N/A"},{"$error":"#N/A"},{"$error":"#N/A"},{"$error":"#N/A"},{"$error":"#N/A"},{"$error":"#N/A"},{"$error":"#N/A"},{"$error":"#N/A"},{"$error":"#N/A"},{"$error":"#N/A"},{"$error":"#N/A"},{"$error":"#N/A"},{"$error":"#N/A"},{"$error":"#N/A"},false,{"$error":"#N/A"},{"$error":"#N/A"},{"$error":"#N/A"},{"$error":"#N/A"},{"$error":"#N/A"},{"$error":"#N/A"},{"$error":"#N/A"},{"$error":"#N/A"},{"$error":"#N/A"},{"$error":"#N/A"},{"$error":"#N/A"},{"$error":"#N/A"},{"$error":"#N/A"},{"$error":"#N/A"},{"$error":"#N/A"},{"$error":"#N/A"}]
[176,13,0,19.5000006564734,200.99998715182301,846,298,581.3451,0.35224587000000002,46.635003662109398,4846.6464999999998,4498.1293999999998,4481.4345999999996,3.5221299999999997E-2,2.7200000000000002E-3,47.028009033203098,4498.3490000000002,4168.5129999999999,4152.2304999999997,3.5217400000000003E-2,0,46.541009521484398,4877.6310000000003,4528.4530000000004,4515.2734,3.5216900000000002E-2,2.9672000000000001E-3,46.602990722656202,4822.3239999999996,4476.058,4462.9404000000004,3.5232899999999998E-2,2.5175000000000002E-3,46.626000976562501,4869.8896000000004,4519.8540000000003,4506.3270000000002,3.52308E-2,2.8926999999999998E-3,45.912988281250001,4748.0464000000002,4418.0146000000004,4404.7084999999997,3.5190899999999997E-2,1.9778999999999999E-3,true,0.37114983841950422,30.814385658067341,25.898557061652827,17.862959285004965,8.3310865462388755,75.3,13.949007352941175,0.39060691426415739,-0.27140689402380119,26.516290726817942,30.526315789473134,-4.541210062184442E-2,-1.2494001459506521E-2,7.7427851862983426,7.9072897217784837,7.9283676568533457]
[176,23,0,90.000002656260094,337.499985675858,0,0,0,{"$error":"#N/A"},{"$error":"#N/A"},{"$error":"#N/A"},{"$error":"#N/A"},{"$error":"#N/A"},{"$error":"#N/A"},{"$error":"#N/A"},{"$error":"#N/A"},{"$error":"#N/A"},{"$error":"#N/A"},{"$error":"#N/A"},{"$error":"#N/A"},{"$error":"#N/A"},{"$error":"#N/A"},{"$error":"#N/A"},{"$error":"#N/A"},{"$error":"#N/A"},{"$error":"#N/A"},{"$error":"#N/A"},{"$error":"#N/A"},{"$error":"#N/A"},{"$error":"#N/A"},{"$error":"#N/A"},{"$error":"#N/A"},{"$error":"#N/A"},{"$error":"#N/A"},{"$error":"#N/A"},{"$error":"#N/A"},{"$error":"#N/A"},{"$error":"#N/A"},{"$error":"#N/A"},{"$error":"#N/A"},{"$error":"#N/A"},{"$error":"#N/A"},{"$error":"#N/A"},{"$error":"#N/A"},{"$error":"#N/A"},false,{"$error":"#N/A"},{"$error":"#N/A"},{"$error":"#N/A"},{"$error":"#N/A"},{"$error":"#N/A"},{"$error":"#N/A"},{"$error":"#N/A"},{"$error":"#N/A"},{"$error":"#N/A"},{"$error":"#N/A"},{"$error":"#N/A"},{"$error":"#N/A"},{"$error":"#N/A"},{"$error":"#N/A"},{"$error":"#N/A"},{"$error":"#N/A"}]
[178,0,0,90.000002656260094,352.29999656066201,0,0,0,{"$error":"#N/A"},{"$error":"#N/A"},{"$error":"#N/A"},{"$error":"#N/A"},{"$error":"#N/A"},{"$error":"#N/A"},{"$error":"#N/A"},{"$error":"#N/A"},{"$error":"#N/A"},{"$error":"#N/A"},{"$error":"#N/A"},{"$error":"#N/A"},{"$error":"#N/A"},{"$error":"#N/A"},{"$error":"#N/A"},{"$error":"#N/A"},{"$error":"#N/A"},{"$error":"#N/A"},{"$error":"#N/A"},{"$error":"#N/A"},{"$error":"#N/A"},{"$error":"#N/A"},{"$error":"#N/A"},{"$error":"#N/A"},{"$error":"#N/A"},{"$error":"#N/A"},{"$error":"#N/A"},{"$error":"#N/A"},{"$error":"#N/A"},{"$error":"#N/A"},{"$error":"#N/A"},{"$error":"#N/A"},{"$error":"#N/A"},{"$error":"#N/A"},{"$error":"#N/A"},{"$error":"#N/A"},{"$error":"#N/A"},false,{"$error":"#N/A"},{"$error":"#N/A"},{"$error":"#N/A"},{"$error":"#N/A"},{"$error":"#N/A"},{"$error":"#N/A"},{"$error":"#N/A"},{"$error":"#N/A"},{"$error":"#N/A"},{"$error":"#N/A"},{"$error":"#N/A"},{"$error":"#N/A"},{"$error":"#N/A"},{"$error":"#N/A"},{"$error":"#N/A"},{"$error":"#N/A"}]
[178,17,0,58.300003102219598,274.09999628182402,268,235,62.800727999999999,0.87686569999999997,35.364984130859398,1476.8833,1424.6187,1418.4280000000001,1.05345E-2,1.4713E-3,35.598992919921898,1283.4656,1236.9022,1231.52,1.05276E-2,0,35.35,1493.6575,1440.9146000000001,1434.972,1.05497E-2,1.5845E-3,35.381005859375001,1469.8911000000001,1417.7969000000001,1411.7357,1.0475099999999999E-2,1.4775999999999999E-3,35.381005859375001,1494.6925000000001,1441.7383,1435.838,1.05299E-2,1.6119999999999999E-3,35.141015625000001,1449.1708000000001,1398.9961000000001,1392.8517999999999,1.0442099999999999E-2,1.3519999999999999E-3,true,0.43455136451598442,28.942307692307693,24.830769230769231,7.2347049269084973,7.1442095298201336,75.3,8.1599945626316863,0.43513545371655188,-4.7661647007223732E-3,32.255125284738064,23.758542141230045,0.71216503899724781,0.14407992644340784,15.069955906882115,15.176341346955322,15.177017019618045]
[179,1,0,90.000002656260094,7.6999964576679698,0,0,0,{"$error":"#N/A"},{"$error":"#N/A"},{"$error":"#N/A"},{"$error":"#N/A"},{"$error":"#N/A"},{"$error":"#N/A"},{"$error":"#N/A"},{"$error":"#N/A"},{"$error":"#N/A"},{"$error":"#N/A"},{"$error":"#N/A"},{"$error":"#N/A"},{"$error":"#N/A"},{"$error":"#N/A"},{"$error":"#N/A"},{"$error":"#N/A"},{"$error":"#N/A"},{"$error":"#N/A"},{"$error":"#N/A"},{"$error":"#N/A"},{"$error":"#N/A"},{"$error":"#N/A"},{"$error":"#N/A"},{"$error":"#N/A"},{"$error":"#N/A"},{"$error":"#N/A"},{"$error":"#N/A"},{"$error":"#N/A"},{"$error":"#N/A"},{"$error":"#N/A"},{"$error":"#N/A"},{"$error":"#N/A"},{"$error":"#N/A"},{"$error":"#N/A"},{"$error":"#N/A"},{"$error":"#N/A"},{"$error":"#N/A"},false,{"$error":"#N/A"},{"$error":"#N/A"},{"$error":"#N/A"},{"$error":"#N/A"},{"$error":"#N/A"},{"$error":"#N/A"},{"$error":"#N/A"},{"$error":"#N/A"},{"$error":"#N/A"},{"$error":"#N/A"},{"$error":"#N/A"},{"$error":"#N/A"},{"$error":"#N/A"},{"$error":"#N/A"},{"$error":"#N/A"},{"$error":"#N/A"}]
[179,12,0,19.599999482945801,159.39998963696499,675,482,204.87073000000001,0.71407410000000004,46.756982421875001,3791.5387999999998,3515.9926999999998,3505.8535000000002,2.7417299999999999E-2,2.3124E-3,47.083001708984398,3491.9720000000002,3233.8310000000001,3222.877,2.74182E-2,0,46.735986328125001,3818.1284000000001,3540.9917,3530.0187999999998,2.7424799999999999E-2,2.5105000000000001E-3,46.765008544921898,3774.5414999999998,3500.1217999999999,3490.7462999999998,2.7404299E-2,2.1943000000000002E-3,46.788995361328098,3829.2698,3550.6228000000001,3541.2296999999999,2.7412099999999998E-2,2.6094E-3,46.214013671875001,3721.3667,3457.6505999999999,3448.8008,2.7404899999999999E-2,1.7824E-3,true,0.2883737500365009,28.804111245465535,24.980652962515119,14.410062434489369,7.8908583947420841,75.3,12.856642449403216,0.3387313684605095,-0.64742989468095846,47.6388888888929,19.16527777777851,7.4809430447397851E-2,2.7347510282671461E-2,8.5787285808706244,8.7253075377160911,8.7802451039862888]
[180,5,0,89.900006258299399,58.500005612187799,3,3,0,1,{"$error":"#N/A"},{"$error":"#N/A"},{"$error":"#N/A"},{"$error":"#N/A"},{"$error":"#N/A"},{"$error":"#N/A"},{"$error":"#N/A"},{"$error":"#N/A"},{"$error":"#N/A"},{"$error":"#N/A"},{"$error":"#N/A"},{"$error":"#N/A"},{"$error":"#N/A"},{"$error":"#N/A"},{"$error":"#N/A"},{"$error":"#N/A"},{"$error":"#N/A"},{"$error":"#N/A"},{"$error":"#N/A"},{"$error":"#N/A"},{"$error":"#N/A"},{"$error":"#N/A"},{"$error":"#N/A"},{"$error":"#N/A"},{"$error":"#N/A"},{"$error":"#N/A"},{"$error":"#N/A"},{"$error":"#N/A"},{"$error":"#N/A"},{"$error":"#N/A"},{"$error":"#N/A"},{"$error":"#N/A"},{"$error":"#N/A"},{"$error":"#N/A"},{"$error":"#N/A"},{"$error":"#N/A"},false,{"$error":"#N/A"},{"$error":"#N/A"},{"$error":"#N/A"},{"$error":"#N/A"},{"$error":"#N/A"},{"$error":"#N/A"},{"$error":"#N/A"},{"$error":"#N/A"},{"$error":"#N/A"},{"$error":"#N/A"},{"$error":"#N/A"},{"$error":"#N/A"},{"$error":"#N/A"},{"$error":"#N/A"},{"$error":"#N/A"},{"$error":"#N/A"}]
[181,3,0,90.000002656260094,35.8000024381545,0,0,0,{"$error":"#N/A"},{"$error":"#N/A"},{"$error":"#N/A"},{"$error":"#N/A"},{"$error":"#N/A"},{"$error":"#N/A"},{"$error":"#N/A"},{"$error":"#N/A"},{"$error":"#N/A"},{"$error":"#N/A"},{"$error":"#N/A"},{"$error":"#N/A"},{"$error":"#N/A"},{"$error":"#N/A"},{"$error":"#N/A"},{"$error":"#N/A"},{"$error":"#N/A"},{"$error":"#N/A"},{"$error":"#N/A"},{"$error":"#N/A"},{"$error":"#N/A"},{"$error":"#N/A"},{"$error":"#N/A"},{"$error":"#N/A"},{"$error":"#N/A"},{"$error":"#N/A"},{"$error":"#N/A"},{"$error":"#N/A"},{"$error":"#N/A"},{"$error":"#N/A"},{"$error":"#N/A"},{"$error":"#N/A"},{"$error":"#N/A"},{"$error":"#N/A"},{"$error":"#N/A"},{"$error":"#N/A"},{"$error":"#N/A"},false,{"$error":"#N/A"},{"$error":"#N/A"},{"$error":"#N/A"},{"$error":"#N/A"},{"$error":"#N/A"},{"$error":"#N/A"},{"$error":"#N/A"},{"$error":"#N/A"},{"$error":"#N/A"},{"$error":"#N/A"},{"$error":"#N/A"},{"$error":"#N/A"},{"$error":"#N/A"},{"$error":"#N/A"},{"$error":"#N/A"},{"$error":"#N/A"}]
[181,16,0,47.199999795639798,263.50000896421102,582,200,562.22670000000005,0.34364262000000001,44.016015625000001,4386.0450000000001,4108.7206999999999,4094.7289999999998,3.2796100000000002E-2,1.5459E-3,44.193994140625001,4191.4709999999995,3923.7188000000001,3909.6145000000001,3.2828599999999999E-2,0,43.990991210937501,4408.9053000000004,4130.5165999999999,4116.9233000000004,3.2853800000000002E-2,1.6664E-3,44.007989501953098,4363.2460000000001,4087.4443000000001,4075.962,3.2783300000000001E-2,1.3810000000000001E-3,44.042993164062501,4391.3086000000003,4113.2676000000001,4100.3,3.2843200000000003E-2,1.5398E-3,43.787988281250001,4337.2695000000003,4066.2856000000002,4053.6842999999999,3.27268E-2,1.2354E-3,true,0.34053665414638762,34.159001314060447,24.783180026281208,20.666183924692238,7.2311569851176145,75.3,22.214891002005306,0.35946255883576483,-0.42043690978885595,30.910652920962136,24.853951890034342,0.2150485155551829,0.17562656374605634,4.6421411480599657,4.7149632639321588,4.7348530142805556]
[182,9,0,47.199999795639798,96.599998058789396,472,315,231.07220000000001,0.66737290000000005,30.969995117187501,2981.2323999999999,2921.8222999999998,2912.0902999999998,2.15476E-2,1.9476999999999999E-3,31.261010742187501,2726.3728000000001,2669.259,2659.7817,2.1544299999999999E-2,0,30.948999023437501,3005.1404000000002,2945.4944,2935.5282999999999,2.15728E-2,2.1056E-3,31.010003662109298,2963.1691999999998,2903.7134000000001,2894.4321,2.1458201E-2,1.8988E-3,30.998986816406202,2995.5698000000002,2935.5880999999999,2926.8715999999999,2.1531999999999999E-2,2.0728999999999999E-3,30.688012695312501,2929.4854,2873.8308000000002,2865.0889999999999,2.1395999999999998E-2,1.7026000000000001E-3,true,0.33307980433991385,30.883067782878747,25.29840669727248,10.891089108910901,7.499050151975684,75.3,12.063100066745392,0.35505359352539462,-0.26507201779002215,33.000000000000021,24.573602941176542,0.53405688575662857,0.1168137654824597,9.347936569789713,9.4619255755998122,9.4860642134653332]
[183,5,0,90.000002656260094,58.500005612187799,1,1,0,1,{"$error":"#N/A"},{"$error":"#N/A"},{"$error":"#N/A"},{"$error":"#N/A"},{"$error":"#N/A"},{"$error":"#N/A"},{"$error":"#N/A"},{"$error":"#N/A"},{"$error":"#N/A"},{"$error":"#N/A"},{"$error":"#N/A"},{"$error":"#N/A"},{"$error":"#N/A"},{"$error":"#N/A"},{"$error":"#N/A"},{"$error":"#N/A"},{"$error":"#N/A"},{"$error":"#N/A"},{"$error":"#N/A"},{"$error":"#N/A"},{"$error":"#N/A"},{"$error":"#N/A"},{"$error":"#N/A"},{"$error":"#N/A"},{"$error":"#N/A"},{"$error":"#N/A"},{"$error":"#N/A"},{"$error":"#N/A"},{"$error":"#N/A"},{"$error":"#N/A"},{"$error":"#N/A"},{"$error":"#N/A"},{"$error":"#N/A"},{"$error":"#N/A"},{"$error":"#N/A"},{"$error":"#N/A"},false,{"$error":"#N/A"},{"$error":"#N/A"},{"$error":"#N/A"},{"$error":"#N/A"},{"$error":"#N/A"},{"$error":"#N/A"},{"$error":"#N/A"},{"$error":"#N/A"},{"$error":"#N/A"},{"$error":"#N/A"},{"$error":"#N/A"},{"$error":"#N/A"},{"$error":"#N/A"},{"$error":"#N/A"},{"$error":"#N/A"},{"$error":"#N/A"}]
[183,20,0,90.000002656260094,301.50001958392301,1,1,0,1,{"$error":"#N/A"},{"$error":"#N/A"},{"$error":"#N/A"},{"$error":"#N/A"},{"$error":"#N/A"},{"$error":"#N/A"},{"$error":"#N/A"},{"$error":"#N/A"},{"$error":"#N/A"},{"$error":"#N/A"},{"$error":"#N/A"},{"$error":"#N/A"},{"$error":"#N/A"},{"$error":"#N/A"},{"$error":"#N/A"},{"$error":"#N/A"},{"$error":"#N/A"},{"$error":"#N/A"},{"$error":"#N/A"},{"$error":"#N/A"},{"$error":"#N/A"},{"$error":"#N/A"},{"$error":"#N/A"},{"$error":"#N/A"},{"$error":"#N/A"},{"$error":"#N/A"},{"$error":"#N/A"},{"$error":"#N/A"},{"$error":"#N/A"},{"$error":"#N/A"},{"$error":"#N/A"},{"$error":"#N/A"},{"$error":"#N/A"},{"$error":"#N/A"},{"$error":"#N/A"},{"$error":"#N/A"},false,{"$error":"#N/A"},{"$error":"#N/A"},{"$error":"#N/A"},{"$error":"#N/A"},{"$error":"#N/A"},{"$error":"#N/A"},{"$error":"#N/A"},{"$error":"#N/A"},{"$error":"#N/A"},{"$error":"#N/A"},{"$error":"#N/A"},{"$error":"#N/A"},{"$error":"#N/A"},{"$error":"#N/A"},{"$error":"#N/A"},{"$error":"#N/A"}]
[184,13,0,19.900000819386399,200.39998933596601,750,400,372.22631999999999,0.53333335999999998,41.515008544921898,4266.5039999999999,4032.4101999999998,4020.4094,3.0871900000000001E-2,2.5400000000000002E-3,41.873010253906202,3939.0551999999998,3717.8476999999998,3705.8606,3.0870999999999999E-2,0,41.451013183593702,4296.0630000000001,4061.3024999999998,4051.1536000000001,3.0875300000000001E-2,2.7663000000000002E-3,41.482995605468702,4246.5033999999996,4013.9688000000001,4004.2514999999999,3.0878201000000001E-2,2.3781000000000002E-3,41.525994873046898,4289.5569999999998,4054.0547000000001,4043.8969999999999,3.0869799999999999E-2,2.7211000000000002E-3,40.911004638671898,4175.4309999999996,3954.6997000000001,3944.8262,3.0844400000000001E-2,1.8597001E-3,true,0.29760861134613237,30.52472724921375,26.018109591143439,16.323956099407088,8.1806022484907643,75.3,13.154291338582677,0.32242041544627631,-0.32638169976913362,32.165354330709597,33.307480314961488,-9.394977382259917E-3,1.1012038749425024E-2,8.3128766512335286,8.4608764366544662,8.4878745843812915]
[185,7,0,69.599994347697304,77.400004810035895,256,95,461.88434000000001,0.37109375,31.040002441406202,2553.6080000000002,2501.9760000000001,2498.1143000000002,1.9658200000000001E-2,5.6599999999999999E-4,31.149011230468702,2479.4960000000001,2428.395,2424.5956999999999,1.9658200000000001E-2,0,31.025994873046798,2561.6990000000001,2510.0176000000001,2505.9475000000002,1.967E-2,6.1600000000000001E-4,31.067010498046798,2535.6885000000002,2484.172,2480.3787000000002,1.96455E-2,4.4160001999999997E-4,31.057000732421798,2544.9796999999999,2493.355,2489.6675,1.9646899999999998E-2,5.1130000000000001E-4,30.997003173828102,2531.4000999999998,2480.5540000000001,2476.8519999999999,1.96321E-2,4.2250002E-4,true,0.15434600491771017,41.790543196068278,22.150901385338148,39.4927473055821,8.1168831168831233,75.3,35.731802120141346,0.15645313056566704,-7.5291396695069499E-2,45.6081081081104,29.054054054054912,0.12471049349724872,5.9989832231821527E-2,2.9889945375995799,3.030026004830356,3.0322003788095615]
[186,0,0,90.000002656260094,352.20001959079502,0,0,0,{"$error":"#N/A"},{"$error":"#N/A"},{"$error":"#N/A"},{"$error":"#N/A"},{"$error":"#N/A"},{"$error":"#N/A"},{"$error":"#N/A"},{"$error":"#N/A"},{"$error":"#N/A"},{"$error":"#N/A"},{"$error":"#N/A"},{"$error":"#N/A"},{"$error":"#N/A"},{"$error":"#N/A"},{"$error":"#N/A"},{"$error":"#N/A"},{"$error":"#N/A"},{"$error":"#N/A"},{"$error":"#N/A"},{"$error":"#N/A"},{"$error":"#N/A"},{"$error":"#N/A"},{"$error":"#N/A"},{"$error":"#N/A"},{"$error":"#N/A"},{"$error":"#N/A"},{"$error":"#N/A"},{"$error":"#N/A"},{"$error":"#N/A"},{"$error":"#N/A"},{"$error":"#N/A"},{"$error":"#N/A"},{"$error":"#N/A"},{"$error":"#N/A"},{"$error":"#N/A"},{"$error":"#N/A"},{"$error":"#N/A"},false,{"$error":"#N/A"},{"$error":"#N/A"},{"$error":"#N/A"},{"$error":"#N/A"},{"$error":"#N/A"},{"$error":"#N/A"},{"$error":"#N/A"},{"$error":"#N/A"},{"$error":"#N/A"},{"$error":"#N/A"},{"$error":"#N/A"},{"$error":"#N/A"},{"$error":"#N/A"},{"$error":"#N/A"},{"$error":"#N/A"},{"$error":"#N/A"}]
[186,17,0,58.599997153125102,273.39998263991203,446,112,641.06290000000001,0.25112107,44.438012695312501,4329.5693000000001,4049.63,4042.6161999999999,3.2950899999999998E-2,9.5120000000000003E-4,44.589013671875001,4206.6899999999996,3932.3982000000001,3925.83,3.2946499999999997E-2,0,44.417016601562501,4341.3829999999998,4061.0016999999998,4053.9672999999998,3.2958201999999999E-2,1.0357999999999999E-3,44.464990234375001,4302.9669999999996,4024.3267000000001,4017.5417000000002,3.2899200000000003E-2,7.9589999999999999E-4,44.464990234375001,4318.3639999999996,4038.7330000000002,4031.5925000000002,3.2933999999999998E-2,8.809E-4,44.386010742187501,4292.0439999999999,4015.2204999999999,4008.5104999999999,3.2858199999999997E-2,7.5199999999999996E-4,true,0.17319606976440252,42.017067494181518,23.405740884406516,30.141977635381313,8.1675999227650014,75.3,35.641400336417156,0.16702784575580776,0.2198441412550258,33.192875989445994,25.408970976254068,0.1793417469117653,2.2155334808615645E-2,2.921044811954304,2.9811782540232068,2.974815516718758]
[187,9,0,47.4999987035687,96.800000568757596,482,293,279.75540000000001,0.60788379999999997,37.297998046875001,3177.7512000000002,3047.2049999999999,3038.2887999999998,2.3163400000000001E-2,1.8389000000000001E-3,37.605981445312501,2937.5486000000001,2813.5583000000001,2804.8710000000001,2.3160301000000001E-2,0,37.279992675781202,3200.4805000000001,3069.2240000000002,3060.2266,2.3188500000000001E-2,1.9881999999999999E-3,37.344995117187501,3158.4135999999999,3028.1244999999999,3019.8310000000001,2.308E-2,1.7738999999999999E-3,37.331018066406202,3190.605,3059.1716000000001,3051.2226999999998,2.3152499999999999E-2,1.9484998999999999E-3,36.988000488281202,3127.4353000000001,3002.1387,2994.1707000000001,2.3018799999999999E-2,1.5972E-3,true,0.29260256530164913,31.130091411924681,25.029890415568008,12.080726083770221,7.5093048989035243,75.3,13.59633476534885,0.30876559408774468,-0.21975795019772509,32.69259536275252,24.577412116679177,0.47010398613518412,0.10824331026155765,8.1769745018005846,8.3043134382536081,8.3218729132284412]
[188,4,0,90.000002656260094,47.899994009458297,0,0,0,{"$error":"#N/A"},{"$error":"#N/A"},{"$error":"#N/A"},{"$error":"#N/A"},{"$error":"#N/A"},{"$error":"#N/A"},{"$error":"#N/A"},{"$error":"#N/A"},{"$error":"#N/A"},{"$error":"#N/A"},{"$error":"#N/A"},{"$error":"#N/A"},{"$error":"#N/A"},{"$error":"#N/A"},{"$error":"#N/A"},{"$error":"#N/A"},{"$error":"#N/A"},{"$error":"#N/A"},{"$error":"#N/A"},{"$error":"#N/A"},{"$error":"#N/A"},{"$error":"#N/A"},{"$error":"#N/A"},{"$error":"#N/A"},{"$error":"#N/A"},{"$error":"#N/A"},{"$error":"#N/A"},{"$error":"#N/A"},{"$error":"#N/A"},{"$error":"#N/A"},{"$error":"#N/A"},{"$error":"#N/A"},{"$error":"#N/A"},{"$error":"#N/A"},{"$error":"#N/A"},{"$error":"#N/A"},{"$error":"#N/A"},false,{"$error":"#N/A"},{"$error":"#N/A"},{"$error":"#N/A"},{"$error":"#N/A"},{"$error":"#N/A"},{"$error":"#N/A"},{"$error":"#N/A"},{"$error":"#N/A"},{"$error":"#N/A"},{"$error":"#N/A"},{"$error":"#N/A"},{"$error":"#N/A"},{"$error":"#N/A"},{"$error":"#N/A"},{"$error":"#N/A"},{"$error":"#N/A"}]
[188,21,0,90.000002656260094,312.10000690153498,0,0,0,{"$error":"#N/A"},{"$error":"#N/A"},{"$error":"#N/A"},{"$error":"#N/A"},{"$error":"#N/A"},{"$error":"#N/A"},{"$error":"#N/A"},{"$error":"#N/A"},{"$error":"#N/A"},{"$error":"#N/A"},{"$error":"#N/A"},{"$error":"#N/A"},{"$error":"#N/A"},{"$error":"#N/A"},{"$error":"#N/A"},{"$error":"#N/A"},{"$error":"#N/A"},{"$error":"#N/A"},{"$error":"#N/A"},{"$error":"#N/A"},{"$error":"#N/A"},{"$error":"#N/A"},{"$error":"#N/A"},{"$error":"#N/A"},{"$error":"#N/A"},{"$error":"#N/A"},{"$error":"#N/A"},{"$error":"#N/A"},{"$error":"#N/A"},{"$error":"#N/A"},{"$error":"#N/A"},{"$error":"#N/A"},{"$error":"#N/A"},{"$error":"#N/A"},{"$error":"#N/A"},{"$error":"#N/A"},{"$error":"#N/A"},false,{"$error":"#N/A"},{"$error":"#N/A"},{"$error":"#N/A"},{"$error":"#N/A"},{"$error":"#N/A"},{"$error":"#N/A"},{"$error":"#N/A"},{"$error":"#N/A"},{"$error":"#N/A"},{"$error":"#N/A"},{"$error":"#N/A"},{"$error":"#N/A"},{"$error":"#N/A"},{"$error":"#N/A"},{"$error":"#N/A"},{"$error":"#N/A"}]
[189,11,0,27.0000012825803,128.900000285711,840,253,658.80550000000005,0.30119046999999999,48.441003417968702,5045.1895000000004,4651.9260000000004,4641.3374000000003,3.7055200000000003E-2,2.4446999000000001E-3,48.788995361328098,4732.1234999999997,4357.3670000000002,4347.7889999999998,3.7043699999999999E-2,0,48.390008544921898,5073.174,4678.6176999999998,4668.9250000000002,3.70599E-2,2.6600999999999999E-3,48.471002197265598,5015.3725999999997,4623.8890000000001,4614.585,3.7049199999999997E-2,2.2163E-3,48.502984619140598,5062.9795000000004,4667.2934999999998,4657.3203000000003,3.7057399999999997E-2,2.5823999999999999E-3,47.870996093750001,4957.7637000000004,4580.7236000000003,4571.4053000000004,3.7004698000000003E-2,1.8079999999999999E-3,true,0.22761755023618263,31.003357438016526,25.272469008264466,20.024364932545225,8.0974437051238635,75.3,16.157361441377734,0.21981164313220414,0.12612286245679866,30.474365299230151,28.44408181852668,2.8880515638673998E-2,1.2682171295652633E-2,6.6157614018315618,6.760022738502407,6.7516707917518684]
[189,16,0,47.5999999585528,263.00000754631401,626,129,737.05804000000001,0.20607028999999999,49.476007080078098,4945.2655999999997,4542.4620000000004,4526.8100000000004,3.7388699999999997E-2,1.3263000000000001E-3,49.666009521484398,4780.5083000000004,4387.8519999999999,4372.6099999999997,3.7422799999999999E-2,0,49.437005615234398,4965.8180000000002,4562.0146000000004,4547.0990000000002,3.74484E-2,1.4277999999999999E-3,49.455010986328098,4920.0050000000001,4519.5614999999998,4506.6494000000002,3.7391599999999997E-2,1.1251001E-3,49.506005859375001,4951.558,4547.7437,4532.8770000000004,3.7462200000000001E-2,1.302E-3,49.184014892578098,4903.0225,4508.4472999999998,4494.5420000000004,3.7349100000000003E-2,1.0338999999999999E-3,true,0.34457085166590368,34.692279000372992,23.401719507646405,26.904263896163538,7.1088387729373759,75.3,29.190228455100652,0.34736814277236766,-8.1653566453104967E-2,28.779840848806227,23.757736516356736,0.15190577562875784,0.15941936104080234,3.4464389487619815,3.5235919534205027,3.5264979039978579]
[190,9,0,47.7000012135369,97.500004496622907,231,223,11.886851999999999,0.965368,28.407006835937501,1082.5182,1069.8335999999999,1059.1433,7.6514E-3,1.3365E-3,28.635003662109298,908.60400000000004,897.25409999999999,886.6739,7.6512999999999998E-3,0,28.389001464843702,1098.3058000000001,1085.5128,1074.5471,7.6667000000000003E-3,1.4423000000000001E-3,28.429010009765602,1076.7861,1064.0847000000001,1052.9934000000001,7.5880996999999999E-3,1.3558999999999999E-3,28.428002929687501,1100.6551999999999,1087.6892,1077.3510000000001,7.6445000000000003E-3,1.4823E-3,28.193017578125001,1057.4166,1045.7926,1035.8389999999999,7.5636000000000002E-3,1.2317000000000001E-3,true,0.99924885514906059,28.403830806065443,24.956105347166798,6.3721513385943007,7.3355057893642162,75.3,6.7249532360643469,1.1791754420514757,-1.2099978828434097,32.744128553770082,23.028393077873876,1.0358364163296496,0.19956434972021597,19.14081381988192,19.234183493839698,19.45127740875196]
[191,14,0,27.100000109052701,230.50001252347101,363,345,20.219885000000001,0.95041319999999996,36.429010009765598,1919.1659999999999,1844.9031,1837.7236,1.39411E-2,1.4404999999999999E-3,36.662011718750001,1730.9294,1662.4102,1654.2861,1.39454E-2,0,36.412988281250001,1938.0119999999999,1863.173,1856.3561,1.39623005E-2,1.5631E-3,36.432000732421898,1911.9434000000001,1837.9477999999999,1831.9072000000001,1.3916899999999999E-2,1.4094999999999999E-3,36.451013183593702,1943.8958,1868.5796,1862.7583999999999,1.39249E-2,1.6454E-3,36.128015136718702,1879.6119000000001,1808.7829999999999,1802.7270000000001,1.3893300000000001E-2,1.1864E-3,true,0.38915322978209327,28.20697167755991,24.860566448801741,10.897481376374607,7.8433881389546434,75.3,10.677959041999307,0.48869406600127929,-1.0628929721548295,41.835601265822795,27.468354430379382,0.32622566807263276,0.15184102361928131,10.874886058322192,10.977609497343071,11.088620039786347]
[191,20,0,90.000002656260094,301.10001456398601,1,1,0,1,{"$error":"#N/A"},{"$error":"#N/A"},{"$error":"#N/A"},{"$error":"#N/A"},{"$error":"#N/A"},{"$error":"#N/A"},{"$error":"#N/A"},{"$error":"#N/A"},{"$error":"#N/A"},{"$error":"#N/A"},{"$error":"#N/A"},{"$error":"#N/A"},{"$error":"#N/A"},{"$error":"#N/A"},{"$error":"#N/A"},{"$error":"#N/A"},{"$error":"#N/A"},{"$error":"#N/A"},{"$error":"#N/A"},{"$error":"#N/A"},{"$error":"#N/A"},{"$error":"#N/A"},{"$error":"#N/A"},{"$error":"#N/A"},{"$error":"#N/A"},{"$error":"#N/A"},{"$error":"#N/A"},{"$error":"#N/A"},{"$error":"#N/A"},{"$error":"#N/A"},{"$error":"#N/A"},{"$error":"#N/A"},{"$error":"#N/A"},{"$error":"#N/A"},{"$error":"#N/A"},{"$error":"#N/A"},false,{"$error":"#N/A"},{"$error":"#N/A"},{"$error":"#N/A"},{"$error":"#N/A"},{"$error":"#N/A"},{"$error":"#N/A"},{"$error":"#N/A"},{"$error":"#N/A"},{"$error":"#N/A"},{"$error":"#N/A"},{"$error":"#N/A"},{"$error":"#N/A"},{"$error":"#N/A"},{"$error":"#N/A"},{"$error":"#N/A"},{"$error":"#N/A"}]
[192,13,0,20.700002359468201,200.00000374412301,796,330,498.15915000000001,0.41457285999999999,52.068994140625001,4543.1170000000002,4132.7456000000002,4121.375,3.3031900000000003E-2,2.5346998999999999E-3,52.426995849609398,4217.8936000000003,3831.2604999999999,3820.2768999999998,3.3033800000000002E-2,0,51.999993896484398,4572.4193999999998,4160.5282999999999,4151.0155999999997,3.3032400000000003E-2,2.7629E-3,52.050012207031202,4521.2030000000004,4113.0709999999999,4103.7529999999997,3.3041000000000001E-2,2.3544999999999998E-3,52.073999023437501,4574.8383999999996,4161.5860000000002,4151.7426999999998,3.3036700000000002E-2,2.7775999999999999E-3,51.394006347656202,4458.0559999999996,4065.4414000000002,4056.2040000000002,3.3004899999999997E-2,1.8982000000000001E-3,true,0.27513428361039677,29.832840573118034,25.188765067091197,17.345508600552151,8.2594411668898697,75.3,14.031878053887169,0.28668371675588294,-0.16206023748898454,28.647798742138985,31.352201257861012,-2.6028267909561364E-2,1.5136653709668657E-3,7.7105643442499314,7.8690838171928092,7.8815779034237057]
[193,6,0,80.800003766284604,68.800003735918196,75,63,75.055769999999995,0.84,22.439019775390602,412.02587999999997,415.52440000000001,413.87804999999997,3.5306000000000001E-3,2.5789998000000001E-4,22.488000488281202,379.72789999999998,382.86919999999998,381.11660000000001,3.5333000000000001E-3,0,22.430993652343702,415.65719999999999,419.19720000000001,417.54480000000001,3.5327000000000002E-3,2.8480001E-4,22.439996337890602,410.26427999999999,413.74380000000002,412.13436999999999,3.5315999000000002E-3,2.43E-4,22.443994140625001,414.95177999999999,418.46879999999999,416.77014000000003,3.5322001000000001E-3,2.7960000000000002E-4,22.373010253906202,404.33870000000002,407.85149999999999,406.31682999999998,3.5311000000000001E-3,1.9689999999999999E-4,true,0.39621018645356104,30.628779927448601,25.574365175332524,17.201650205761322,9.4452349211645021,75.3,14.689803310570245,0.45775424087389971,-0.90407005436980625,34.544132351604659,24.544132351604667,3.1150187766182391E-2,5.9444617431425595E-2,8.5055588488494003,8.5290746813794485,8.5961750288494301]
[194,8,0,59.100003428045603,87.600001678782107,493,53,856.79584,0.10750506999999999,41.372003173828098,5113.9459999999999,4836.6475,4828.7979999999998,3.9163999999999997E-2,8.7670000000000001E-4,41.506005859375001,5002.5839999999998,4728.982,4721.2740000000003,3.9164600000000001E-2,0,41.343011474609398,5126.3437999999996,4848.8180000000002,4841.1377000000002,3.9180199999999998E-2,9.5799999999999998E-4,41.385003662109398,5083.8236999999999,4807.8829999999998,4800.0929999999998,3.91267E-2,6.7699999999999998E-4,41.377008056640598,5092.9472999999998,4816.6559999999999,4809.1689999999999,3.9139800000000002E-2,7.3559999999999999E-4,41.373986816406202,5071.4570000000003,4796.3842999999997,4789.0469999999996,3.9069100000000002E-2,6.3730000000000004E-4,true,0.1622921662163774,52.624618514750779,24.038657171922679,41.506646971934998,8.4864300626304789,75.3,45.672065700923916,0.16299491095545784,-3.2095803894260533E-2,35.714285714285154,28.147100424327864,0.13673527284436826,4.1347415276082877E-2,2.2260895569169872,2.2767162150331735,2.2774361327048469]
[194,17,0,59.100003428045603,272.39999923221097,481,60,819.79785000000004,0.12474012399999999,47.771997070312501,4956.0195000000003,4580.8,4573.4375,3.7933799999999997E-2,8.6530000000000005E-4,47.899011230468702,4845.0510000000004,4476.0117,4469.1216000000004,3.7928200000000002E-2,0,47.751000976562501,4967.2860000000001,4591.5389999999998,4584.0649999999996,3.7941799999999998E-2,9.456E-4,47.796990966796898,4925.4799999999996,4552.1084000000001,4544.9679999999998,3.7885099999999998E-2,6.7440000000000002E-4,47.796990966796898,4936.5796,4562.3770000000004,4554.9364999999998,3.7911199999999999E-2,7.3519999999999998E-4,47.761987304687501,4914.7035999999998,4542.7169999999996,4535.6540000000005,3.78398E-2,6.3489999999999998E-4,true,0.16072520083828548,50.977068793619139,23.938185443668996,40.213523131672588,8.4919627749576954,75.3,44.838899803536336,0.15393391397970699,0.30451383098887413,34.285714285714143,26.344537815125857,0.1496630601476534,2.1084924805891969E-2,2.2903474081077775,2.3411087151537195,2.3341477215567283]
[195,10,0,37.200000579838303,110.899997811649,751,183,713.09313999999995,0.24367510000000001,43.057000732421898,5019.1806999999999,4718.6379999999999,4706.0775999999996,3.73975E-2,1.8979000000000001E-3,43.271997070312501,4778.0015000000003,4488.2749999999996,4478.5919999999996,3.7403199999999998E-2,0,42.978997802734398,5044.7690000000002,4744.0366000000004,4733.1620000000003,3.7432800000000002E-2,2.0638000000000002E-3,43.040002441406202,4987.4989999999998,4689.0864000000001,4678.2939999999999,3.7376699999999999E-2,1.6699E-3,43.058007812500001,5026.3649999999998,4725.3725999999997,4713.4214000000002,3.7419000000000001E-2,1.9328998999999999E-3,42.696984863281202,4950.4120000000003,4659.8666999999996,4649.6166999999996,3.7332900000000002E-2,1.4223E-3,true,0.26618698022608006,32.563653067695476,24.849197972815897,23.588238816695629,8.0385696288400084,75.3,20.70467358659571,0.21573990007296776,1.044490327967021,31.602787456446169,25.087108013936966,0.15009350745252004,9.4302323096329133E-2,5.0477003826809081,5.1325509243529046,5.0793999542713424]
[196,10,0,37.299996977798997,111.399999229546,671,271,502.84514999999999,0.40387479999999998,45.180993652343702,4332.7060000000001,4041.7082999999998,4032.9194000000002,3.1972800000000003E-2,1.9539000000000002E-3,45.477990722656202,4082.0034000000001,3803.4315999999999,3796.4362999999998,3.1978600000000003E-2,0,45.090997314453098,4357.9404000000004,4066.6012999999998,4059.0337,3.2000199999999999E-2,2.1228000000000002E-3,45.166986083984398,4306.0339999999997,4016.9839999999999,4009.5144,3.19387E-2,1.7803999999999999E-3,45.187982177734398,4344.1405999999997,4052.2910000000002,4043.9720000000002,3.1980700000000001E-2,2.0351000000000002E-3,44.734002685546898,4267.4233000000004,3987.12,3979.9254999999998,3.18967E-2,1.5221001E-3,true,0.21745507957611782,31.70955199016608,25.035086751478897,19.231633340822295,7.9564725833804477,75.3,17.363580531245201,0.18392075198618119,0.58227599766902249,32.321428571428392,25,0.19255636578821012,8.562446484708941E-2,6.1416558349755439,6.2647820457715051,6.2290812043916128]
[196,21,0,90.000002656260094,311.29999686166201,0,0,0,{"$error":"#N/A"},{"$error":"#N/A"},{"$error":"#N/A"},{"$error":"#N/A"},{"$error":"#N/A"},{"$error":"#N/A"},{"$error":"#N/A"},{"$error":"#N/A"},{"$error":"#N/A"},{"$error":"#N/A"},{"$error":"#N/A"},{"$error":"#N/A"},{"$error":"#N/A"},{"$error":"#N/A"},{"$error":"#N/A"},{"$error":"#N/A"},{"$error":"#N/A"},{"$error":"#N/A"},{"$error":"#N/A"},{"$error":"#N/A"},{"$error":"#N/A"},{"$error":"#N/A"},{"$error":"#N/A"},{"$error":"#N/A"},{"$error":"#N/A"},{"$error":"#N/A"},{"$error":"#N/A"},{"$error":"#N/A"},{"$error":"#N/A"},{"$error":"#N/A"},{"$error":"#N/A"},{"$error":"#N/A"},{"$error":"#N/A"},{"$error":"#N/A"},{"$error":"#N/A"},{"$error":"#N/A"},{"$error":"#N/A"},false,{"$error":"#N/A"},{"$error":"#N/A"},{"$error":"#N/A"},{"$error":"#N/A"},{"$error":"#N/A"},{"$error":"#N/A"},{"$error":"#N/A"},{"$error":"#N/A"},{"$error":"#N/A"},{"$error":"#N/A"},{"$error":"#N/A"},{"$error":"#N/A"},{"$error":"#N/A"},{"$error":"#N/A"},{"$error":"#N/A"},{"$error":"#N/A"}]
[197,14,0,27.799999179894598,229.50000968767699,818,275,613.85,0.33618579999999998,49.581994628906202,4905.9395000000004,4504.5326999999997,4495.8329999999996,3.5990000000000001E-2,2.4160000000000002E-3,49.899987792968702,4593.1494000000002,4212.0249999999996,4203.8954999999996,3.5957098E-2,0,49.527001953125001,4935.6239999999998,4532.7259999999997,4524.652,3.6008902000000002E-2,2.63E-3,49.594995117187501,4876.6112999999996,4477.3734999999997,4469.8315000000002,3.59808E-2,2.1949000000000001E-3,49.615991210937501,4923.8114999999998,4520.3887000000004,4511.9434000000001,3.5991099999999998E-2,2.5552000000000001E-3,49.103997802734398,4818.7889999999998,4432.174,4424.3230000000003,3.5925600000000002E-2,1.797E-3,true,0.19313213110874122,30.986547085201789,25.247955684515961,19.823226570686579,8.1368821292775557,75.3,15.896523178807946,0.19300692659706453,1.9903164219598471E-3,32.717862595420655,28.427480916030774,7.8102765919596528E-2,5.2492575308182854E-2,6.8099265397289308,6.9445860364076699,6.9444518780259878]
[197,19,0,81.199994215150795,290.60002364433399,95,51,287.60811999999999,0.53684209999999999,31.236016845703102,662.45740000000001,648.34739999999999,641.00116000000003,5.5380999999999998E-3,2.1029999999999999E-4,31.266015625000001,635.47929999999997,621.89390000000003,615.32330000000002,5.5388E-3,0,31.230004882812501,667.37400000000002,653.17939999999999,646.14210000000003,5.5418999999999998E-3,2.4469999999999998E-4,31.236993408203102,658.2296,644.21180000000004,637.64449999999999,5.5390999999999999E-3,1.763E-4,31.240991210937501,664.65440000000001,650.4923,643.58010000000002,5.5390999999999999E-3,2.264E-4,31.206018066406202,656.5,642.59100000000001,635.14459999999997,5.5358999999999998E-3,1.6640000000000001E-4,true,1.133071560092624,33.049999999999997,21.65,38.797504254112305,14.058030241111563,75.3,27.33428435568236,1.0565467839449805,2.0917499914746269,38.749999999999318,30,5.0549728295212759E-2,6.8568541474944844E-2,4.2453153076740726,4.2536998674532684,4.1730680440672421]
[199,1,0,90.000002656260094,7.89999411061277,0,0,0,{"$error":"#N/A"},{"$error":"#N/A"},{"$error":"#N/A"},{"$error":"#N/A"},{"$error":"#N/A"},{"$error":"#N/A"},{"$error":"#N/A"},{"$error":"#N/A"},{"$error":"#N/A"},{"$error":"#N/A"},{"$error":"#N/A"},{"$error":"#N/A"},{"$error":"#N/A"},{"$error":"#N/A"},{"$error":"#N/A"},{"$error":"#N/A"},{"$error":"#N/A"},{"$error":"#N/A"},{"$error":"#N/A"},{"$error":"#N/A"},{"$error":"#N/A"},{"$error":"#N/A"},{"$error":"#N/A"},{"$error":"#N/A"},{"$error":"#N/A"},{"$error":"#N/A"},{"$error":"#N/A"},{"$error":"#N/A"},{"$error":"#N/A"},{"$error":"#N/A"},{"$error":"#N/A"},{"$error":"#N/A"},{"$error":"#N/A"},{"$error":"#N/A"},{"$error":"#N/A"},{"$error":"#N/A"},{"$error":"#N/A"},false,{"$error":"#N/A"},{"$error":"#N/A"},{"$error":"#N/A"},{"$error":"#N/A"},{"$error":"#N/A"},{"$error":"#N/A"},{"$error":"#N/A"},{"$error":"#N/A"},{"$error":"#N/A"},{"$error":"#N/A"},{"$error":"#N/A"},{"$error":"#N/A"},{"$error":"#N/A"},{"$error":"#N/A"},{"$error":"#N/A"},{"$error":"#N/A"}]
[199,18,0,70.699998438475603,281.29997007211699,181,142,117.99787999999999,0.78453039999999996,33.398004150390598,1228.5173,1193.2864999999999,1191.1183000000001,9.4465E-3,6.6080000000000002E-4,33.499993896484398,1142.8074999999999,1109.5938000000001,1107.2302999999999,9.4506999999999994E-3,0,33.386987304687501,1237.1793,1201.7570000000001,1199.5822000000001,9.4555000000000004E-3,7.1810000000000005E-4,33.404992675781202,1221.3812,1186.3184000000001,1184.28,9.4322E-3,6.2040000000000001E-4,33.407006835937501,1233.3359,1197.9355,1195.8915,9.4388000000000007E-3,7.0509999999999995E-4,33.294000244140598,1209.6648,1175.3955000000001,1173.4618,9.4254995000000001E-3,5.375E-4,true,0.18169986838867636,30.775656324582346,24.946300715990454,15.747904577691818,7.9793900570951148,75.3,15.295550847457626,0.21300587656493375,-0.47884263989086917,42.55591895041465,25.037780534566046,0.24702614448379734,9.5182697900697555E-2,7.4999332783517865,7.5426430825406401,7.5763822576026101]
[199,22,0,90.000002656260094,323.20001506513802,0,0,0,{"$error":"#N/A"},{"$error":"#N/A"},{"$error":"#N/A"},{"$error":"#N/A"},{"$error":"#N/A"},{"$error":"#N/A"},{"$error":"#N/A"},{"$error":"#N/A"},{"$error":"#N/A"},{"$error":"#N/A"},{"$error":"#N/A"},{"$error":"#N/A"},{"$error":"#N/A"},{"$error":"#N/A"},{"$error":"#N/A"},{"$error":"#N/A"},{"$error":"#N/A"},{"$error":"#N/A"},{"$error":"#N/A"},{"$error":"#N/A"},{"$error":"#N/A"},{"$error":"#N/A"},{"$error":"#N/A"},{"$error":"#N/A"},{"$error":"#N/A"},{"$error":"#N/A"},{"$error":"#N/A"},{"$error":"#N/A"},{"$error":"#N/A"},{"$error":"#N/A"},{"$error":"#N/A"},{"$error":"#N/A"},{"$error":"#N/A"},{"$error":"#N/A"},{"$error":"#N/A"},{"$error":"#N/A"},{"$error":"#N/A"},false,{"$error":"#N/A"},{"$error":"#N/A"},{"$error":"#N/A"},{"$error":"#N/A"},{"$error":"#N/A"},{"$error":"#N/A"},{"$error":"#N/A"},{"$error":"#N/A"},{"$error":"#N/A"},{"$error":"#N/A"},{"$error":"#N/A"},{"$error":"#N/A"},{"$error":"#N/A"},{"$error":"#N/A"},{"$error":"#N/A"},{"$error":"#N/A"}]
[200,13,0,21.900000419695498,199.099997306289,655,474,195.07753,0.72366410000000003,48.007989501953098,3677.9430000000002,3394.9018999999998,3387.404,2.6588899999999999E-2,2.2636000000000002E-3,48.340997314453098,3384.7975999999999,3119.9189999999999,3112.402,2.6593100000000001E-2,0,47.958001708984398,3704.8564000000001,3420.4373000000001,3413.5327000000002,2.66004E-2,2.4597E-3,47.990991210937501,3662.9735999999998,3381.2604999999999,3374.8782000000001,2.6590900000000001E-2,2.1457999999999998E-3,48.023004150390598,3713.0212000000001,3427.1559999999999,3420.4204,2.6578399999999999E-2,2.5446000000000002E-3,47.416986083984398,3606.9218999999998,3336.433,3329.9479999999999,2.6566401E-2,1.7378000000000001E-3,true,0.22085763361821575,28.947694595934554,25.057015369360432,14.628576754590373,7.9725169736146633,75.3,12.746289097013605,0.24093574224202055,-0.25592137704025791,48.334861238439586,40.417534794569129,3.5726507940680996E-2,4.3232432594997316E-2,8.660647833123031,8.8137833065537929,8.8356838223340031]
[201,6,0,81.700000490071304,69.800006571712302,80,51,200.89189999999999,0.63749999999999996,28.291009521484298,497.053,491.5324,486.9742,4.2553000000000001E-3,2.0239999999999999E-4,28.323999023437501,471.3861,466.10969999999998,461.52312999999998,4.2560999999999996E-3,0,28.282983398437501,500.80810000000002,495.25848000000002,490.82479999999998,4.2562996999999997E-3,2.31E-4,28.291986083984298,494.03989999999999,488.54930000000002,483.86108000000002,4.2557000000000003E-3,1.785E-4,28.290002441406202,499.89280000000002,494.33800000000002,489.75833,4.2561999999999999E-3,2.2379999999999999E-4,28.248010253906202,491.75069999999999,486.36439999999999,481.9511,4.2552003000000003E-3,1.6100000000000001E-4,true,0.92734476913424213,31.146496815286628,22.786624203821656,29.411764705882359,12.380952380952392,75.3,22.024209486166008,0.9840108455155504,-1.2480255369810171,30.997299189754703,24.998499549866615,1.4091688793849144E-2,2.3487537778399403E-2,5.4449844829959977,5.4542310533335865,5.514581685212617]
[202,0,0,90.000002656260094,352.10000376474102,0,0,0,{"$error":"#N/A"},{"$error":"#N/A"},{"$error":"#N/A"},{"$error":"#N/A"},{"$error":"#N/A"},{"$error":"#N/A"},{"$error":"#N/A"},{"$error":"#N/A"},{"$error":"#N/A"},{"$error":"#N/A"},{"$error":"#N/A"},{"$error":"#N/A"},{"$error":"#N/A"},{"$error":"#N/A"},{"$error":"#N/A"},{"$error":"#N/A"},{"$error":"#N/A"},{"$error":"#N/A"},{"$error":"#N/A"},{"$error":"#N/A"},{"$error":"#N/A"},{"$error":"#N/A"},{"$error":"#N/A"},{"$error":"#N/A"},{"$error":"#N/A"},{"$error":"#N/A"},{"$error":"#N/A"},{"$error":"#N/A"},{"$error":"#N/A"},{"$error":"#N/A"},{"$error":"#N/A"},{"$error":"#N/A"},{"$error":"#N/A"},{"$error":"#N/A"},{"$error":"#N/A"},{"$error":"#N/A"},{"$error":"#N/A"},false,{"$error":"#N/A"},{"$error":"#N/A"},{"$error":"#N/A"},{"$error":"#N/A"},{"$error":"#N/A"},{"$error":"#N/A"},{"$error":"#N/A"},{"$error":"#N/A"},{"$error":"#N/A"},{"$error":"#N/A"},{"$error":"#N/A"},{"$error":"#N/A"},{"$error":"#N/A"},{"$error":"#N/A"},{"$error":"#N/A"},{"$error":"#N/A"}]
[202,17,0,59.899998896848103,271.299980570363,237,214,45.861429999999999,0.90295356999999998,40.461999511718702,1263.1187,1196.0299,1191.6699000000001,9.1172000000000007E-3,1.2546E-3,40.675988769531202,1098.6170999999999,1039.3327999999999,1035.424,9.1117000000000004E-3,0,40.447991943359398,1277.4701,1209.7148,1205.4522999999999,9.1295999999999999E-3,1.3522999E-3,40.473992919921898,1257.4883,1190.6479999999999,1186.3013000000001,9.0676009999999998E-3,1.2610999E-3,40.472985839843702,1284.0364999999999,1215.8239000000001,1211.4753000000001,9.1196999999999997E-3,1.4120000000000001E-3,40.235009765625001,1243.3184000000001,1178.2457999999999,1173.7411,9.0497010000000003E-3,1.1705000000000001E-3,true,0.36453938149873177,27.527946169772257,23.751548654244303,7.2317823512633828,7.2247213802204673,75.3,8.2670173760561134,0.37608742839636433,-9.5467904362239245E-2,31.414305918656016,22.557179388276928,0.68374203937733302,0.13582194181562812,14.973515340331044,15.076701129801744,15.090040408566937]
[203,10,0,38.200000987120802,112.700000973269,876,101,986.18470000000002,0.1152968,57.356988525390598,6024.8612999999996,5374.6869999999999,5362.335,4.5263400000000002E-2,2.0011998999999998E-3,57.601007080078098,5774.6464999999998,5146.5730000000003,5137.0796,4.5269299999999998E-2,0,57.292016601562501,6051.4530000000004,5399.77,5388.8285999999998,4.5302599999999998E-2,2.1744999999999998E-3,57.368005371093702,5986.7046,5340.4315999999999,5329.2730000000001,4.5243499999999999E-2,1.7163E-3,57.378991699218702,6032.06,5380.6629999999996,5368.3630000000003,4.53012E-2,2.0209999999999998E-3,56.946984863281202,5950.5375999999997,5316.6189999999997,5306.2924999999996,4.5198202E-2,1.4727E-3,true,0.22981803405481774,32.799562283421487,24.442823271931427,26.696964400163136,7.9696527937456851,75.3,23.618130252754863,0.18446061097356031,1.0712575262624477,30.135924969416749,24.397949474747005,0.1306264988340855,8.6529249976818878E-2,4.3329890409741925,4.4323475058062822,4.3848921476708282]
[204,2,0,90.000002656260094,23.600007183355,0,0,0,{"$error":"#N/A"},{"$error":"#N/A"},{"$error":"#N/A"},{"$error":"#N/A"},{"$error":"#N/A"},{"$error":"#N/A"},{"$error":"#N/A"},{"$error":"#N/A"},{"$error":"#N/A"},{"$error":"#N/A"},{"$error":"#N/A"},{"$error":"#N/A"},{"$error":"#N/A"},{"$error":"#N/A"},{"$error":"#N/A"},{"$error":"#N/A"},{"$error":"#N/A"},{"$error":"#N/A"},{"$error":"#N/A"},{"$error":"#N/A"},{"$error":"#N/A"},{"$error":"#N/A"},{"$error":"#N/A"},{"$error":"#N/A"},{"$error":"#N/A"},{"$error":"#N/A"},{"$error":"#N/A"},{"$error":"#N/A"},{"$error":"#N/A"},{"$error":"#N/A"},{"$error":"#N/A"},{"$error":"#N/A"},{"$error":"#N/A"},{"$error":"#N/A"},{"$error":"#N/A"},{"$error":"#N/A"},{"$error":"#N/A"},false,{"$error":"#N/A"},{"$error":"#N/A"},{"$error":"#N/A"},{"$error":"#N/A"},{"$error":"#N/A"},{"$error":"#N/A"},{"$error":"#N/A"},{"$error":"#N/A"},{"$error":"#N/A"},{"$error":"#N/A"},{"$error":"#N/A"},{"$error":"#N/A"},{"$error":"#N/A"},{"$error":"#N/A"},{"$error":"#N/A"},{"$error":"#N/A"}]
[204,21,0,90.000002656260094,310.299974597774,0,0,0,{"$error":"#N/A"},{"$error":"#N/A"},{"$error":"#N/A"},{"$error":"#N/A"},{"$error":"#N/A"},{"$error":"#N/A"},{"$error":"#N/A"},{"$error":"#N/A"},{"$error":"#N/A"},{"$error":"#N/A"},{"$error":"#N/A"},{"$error":"#N/A"},{"$error":"#N/A"},{"$error":"#N/A"},{"$error":"#N/A"},{"$error":"#N/A"},{"$error":"#N/A"},{"$error":"#N/A"},{"$error":"#N/A"},{"$error":"#N/A"},{"$error":"#N/A"},{"$error":"#N/A"},{"$error":"#N/A"},{"$error":"#N/A"},{"$error":"#N/A"},{"$error":"#N/A"},{"$error":"#N/A"},{"$error":"#N/A"},{"$error":"#N/A"},{"$error":"#N/A"},{"$error":"#N/A"},{"$error":"#N/A"},{"$error":"#N/A"},{"$error":"#N/A"},{"$error":"#N/A"},{"$error":"#N/A"},{"$error":"#N/A"},false,{"$error":"#N/A"},{"$error":"#N/A"},{"$error":"#N/A"},{"$error":"#N/A"},{"$error":"#N/A"},{"$error":"#N/A"},{"$error":"#N/A"},{"$error":"#N/A"},{"$error":"#N/A"},{"$error":"#N/A"},{"$error":"#N/A"},{"$error":"#N/A"},{"$error":"#N/A"},{"$error":"#N/A"},{"$error":"#N/A"},{"$error":"#N/A"}]
[205,14,0,28.999999668633599,227.50000401608901,731,331,457.34160000000003,0.4528044,51.254998779296898,4328.9449999999997,3949.4740000000002,3943.0527000000002,3.1637899999999997E-2,2.2596000000000001E-3,51.563989257812501,4034.797,3676.3926000000001,3670.1417999999999,3.1612700000000001E-2,0,51.206994628906202,4356.7259999999997,3975.5798,3969.4756000000002,3.1656299999999998E-2,2.4572999999999999E-3,51.274011230468702,4304.2669999999998,3926.6352999999999,3921.0488,3.1622298E-2,2.0828999999999999E-3,51.287011718750001,4351.9663,3970.0680000000002,3963.886,3.1634700000000002E-2,2.4418E-3,50.810998535156202,4252.5645000000004,3886.0698000000002,3880.192,3.1573400000000001E-2,1.73E-3,true,0.16258620768233881,30.217757797134027,24.957853329586964,17.974938787267746,8.0454157001587099,75.3,15.00154894671623,0.17002536671410592,-0.11159890833746053,33.523654159868933,27.976835236541341,0.10752539236711378,5.812429121534457E-2,7.2902800314365175,7.4279716480769764,7.4359769968560974]
[206,4,0,90.000002656260094,49.800003283085999,0,0,0,{"$error":"#N/A"},{"$error":"#N/A"},{"$error":"#N/A"},{"$error":"#N/A"},{"$error":"#N/A"},{"$error":"#N/A"},{"$error":"#N/A"},{"$error":"#N/A"},{"$error":"#N/A"},{"$error":"#N/A"},{"$error":"#N/A"},{"$error":"#N/A"},{"$error":"#N/A"},{"$error":"#N/A"},{"$error":"#N/A"},{"$error":"#N/A"},{"$error":"#N/A"},{"$error":"#N/A"},{"$error":"#N/A"},{"$error":"#N/A"},{"$error":"#N/A"},{"$error":"#N/A"},{"$error":"#N/A"},{"$error":"#N/A"},{"$error":"#N/A"},{"$error":"#N/A"},{"$error":"#N/A"},{"$error":"#N/A"},{"$error":"#N/A"},{"$error":"#N/A"},{"$error":"#N/A"},{"$error":"#N/A"},{"$error":"#N/A"},{"$error":"#N/A"},{"$error":"#N/A"},{"$error":"#N/A"},{"$error":"#N/A"},false,{"$error":"#N/A"},{"$error":"#N/A"},{"$error":"#N/A"},{"$error":"#N/A"},{"$error":"#N/A"},{"$error":"#N/A"},{"$error":"#N/A"},{"$error":"#N/A"},{"$error":"#N/A"},{"$error":"#N/A"},{"$error":"#N/A"},{"$error":"#N/A"},{"$error":"#N/A"},{"$error":"#N/A"},{"$error":"#N/A"},{"$error":"#N/A"}]
[207,1,0,90.000002656260094,8.3999937071260895,0,0,0,{"$error":"#N/A"},{"$error":"#N/A"},{"$error":"#N/A"},{"$error":"#N/A"},{"$error":"#N/A"},{"$error":"#N/A"},{"$error":"#N/A"},{"$error":"#N/A"},{"$error":"#N/A"},{"$error":"#N/A"},{"$error":"#N/A"},{"$error":"#N/A"},{"$error":"#N/A"},{"$error":"#N/A"},{"$error":"#N/A"},{"$error":"#N/A"},{"$error":"#N/A"},{"$error":"#N/A"},{"$error":"#N/A"},{"$error":"#N/A"},{"$error":"#N/A"},{"$error":"#N/A"},{"$error":"#N/A"},{"$error":"#N/A"},{"$error":"#N/A"},{"$error":"#N/A"},{"$error":"#N/A"},{"$error":"#N/A"},{"$error":"#N/A"},{"$error":"#N/A"},{"$error":"#N/A"},{"$error":"#N/A"},{"$error":"#N/A"},{"$error":"#N/A"},{"$error":"#N/A"},{"$error":"#N/A"},{"$error":"#N/A"},false,{"$error":"#N/A"},{"$error":"#N/A"},{"$error":"#N/A"},{"$error":"#N/A"},{"$error":"#N/A"},{"$error":"#N/A"},{"$error":"#N/A"},{"$error":"#N/A"},{"$error":"#N/A"},{"$error":"#N/A"},{"$error":"#N/A"},{"$error":"#N/A"},{"$error":"#N/A"},{"$error":"#N/A"},{"$error":"#N/A"},{"$error":"#N/A"}]
[207,18,0,71.700001274269795,280.09999386849501,61,61,0,1,28.296014404296798,258.33109999999999,255.63399999999999,254.27484000000001,2.3035E-3,2.6009999999999998E-4,28.339990234375001,226.42169000000001,224.08410000000001,222.70247000000001,2.3055999000000001E-3,0,28.292993164062501,261.54388,258.81020000000001,257.53534000000002,2.3065999999999998E-3,2.8289999999999999E-4,28.297998046875001,257.25839999999999,254.57320000000001,253.38878,2.2983997999999999E-3,2.564E-4,28.296990966796798,262.8141,260.06180000000001,258.91503999999998,2.3013E-3,2.9839999999999999E-4,28.236993408203102,252.53380000000001,249.95480000000001,248.84822,2.2967E-3,2.1990000000000001E-4,true,0.53168201412956595,28.02547770700637,24.64968152866242,10.335413416536653,8.059384941675507,75.3,9.8562091503267979,0.61656761903231927,-0.83665027577354256,41.521739130434227,23.695217391303931,0.35677865965704214,0.13439694788865975,14.092912211723169,14.079490691218155,14.176928527106144]
[208,6,0,82.599997213858003,70.800004550483095,75,44,240.69139000000001,0.58666664000000002,25.718988037109298,444.5052,443.43549999999999,435.91034000000002,3.8755999999999999E-3,1.6919999999999999E-4,25.747003173828102,423.08030000000002,422.02789999999999,414.55547999999999,3.8757000000000002E-3,0,25.709985351562501,448.03620000000001,446.96929999999998,439.54320000000001,3.8760999999999999E-3,1.9650000000000001E-4,25.722009277343702,441.45499999999998,440.38940000000002,432.69916000000001,3.8755999999999999E-3,1.45E-4,25.717980957031202,447.30009999999999,446.2244,438.70486,3.8763000000000001E-3,1.9039999999999999E-4,25.684991455078102,440.42009999999999,439.41300000000001,431.96643,3.8752000000000001E-3,1.3750000000000001E-4,true,1.6970134326187172,31.153119092627602,21.417769376181475,35.517241379310335,13.893129770992374,75.3,23.905437352245862,1.7705985789091196,-1.7590851047010632,28.181818181817107,23.636363636361846,1.2901228196926517E-2,1.2899563994739349E-2,5.0640268525856627,5.0725556296159571,5.1512670873389563]
[209,5,0,90.000002656260094,61.000002987626402,0,0,0,{"$error":"#N/A"},{"$error":"#N/A"},{"$error":"#N/A"},{"$error":"#N/A"},{"$error":"#N/A"},{"$error":"#N/A"},{"$error":"#N/A"},{"$error":"#N/A"},{"$error":"#N/A"},{"$error":"#N/A"},{"$error":"#N/A"},{"$error":"#N/A"},{"$error":"#N/A"},{"$error":"#N/A"},{"$error":"#N/A"},{"$error":"#N/A"},{"$error":"#N/A"},{"$error":"#N/A"},{"$error":"#N/A"},{"$error":"#N/A"},{"$error":"#N/A"},{"$error":"#N/A"},{"$error":"#N/A"},{"$error":"#N/A"},{"$error":"#N/A"},{"$error":"#N/A"},{"$error":"#N/A"},{"$error":"#N/A"},{"$error":"#N/A"},{"$error":"#N/A"},{"$error":"#N/A"},{"$error":"#N/A"},{"$error":"#N/A"},{"$error":"#N/A"},{"$error":"#N/A"},{"$error":"#N/A"},{"$error":"#N/A"},false,{"$error":"#N/A"},{"$error":"#N/A"},{"$error":"#N/A"},{"$error":"#N/A"},{"$error":"#N/A"},{"$error":"#N/A"},{"$error":"#N/A"},{"$error":"#N/A"},{"$error":"#N/A"},{"$error":"#N/A"},{"$error":"#N/A"},{"$error":"#N/A"},{"$error":"#N/A"},{"$error":"#N/A"},{"$error":"#N/A"},{"$error":"#N/A"}]
[209,22,0,90.000002656260094,322.200012229344,0,0,0,{"$error":"#N/A"},{"$error":"#N/A"},{"$error":"#N/A"},{"$error":"#N/A"},{"$error":"#N/A"},{"$error":"#N/A"},{"$error":"#N/A"},{"$error":"#N/A"},{"$error":"#N/A"},{"$error":"#N/A"},{"$error":"#N/A"},{"$error":"#N/A"},{"$error":"#N/A"},{"$error":"#N/A"},{"$error":"#N/A"},{"$error":"#N/A"},{"$error":"#N/A"},{"$error":"#N/A"},{"$error":"#N/A"},{"$error":"#N/A"},{"$error":"#N/A"},{"$error":"#N/A"},{"$error":"#N/A"},{"$error":"#N/A"},{"$error":"#N/A"},{"$error":"#N/A"},{"$error":"#N/A"},{"$error":"#N/A"},{"$error":"#N/A"},{"$error":"#N/A"},{"$error":"#N/A"},{"$error":"#N/A"},{"$error":"#N/A"},{"$error":"#N/A"},{"$error":"#N/A"},{"$error":"#N/A"},{"$error":"#N/A"},false,{"$error":"#N/A"},{"$error":"#N/A"},{"$error":"#N/A"},{"$error":"#N/A"},{"$error":"#N/A"},{"$error":"#N/A"},{"$error":"#N/A"},{"$error":"#N/A"},{"$error":"#N/A"},{"$error":"#N/A"},{"$error":"#N/A"},{"$error":"#N/A"},{"$error":"#N/A"},{"$error":"#N/A"},{"$error":"#N/A"},{"$error":"#N/A"}]
[210,8,0,61.000002987626402,90.399997962149698,181,175,12.375992999999999,0.96685080000000001,27.964013671875001,862.96094000000005,854.14233000000002,849.83180000000004,6.2843999999999999E-3,1.0150999999999999E-3,28.145989990234298,731.38040000000001,723.47479999999996,718.95240000000001,6.2826999999999996E-3,0,27.950006103515602,874.77829999999994,865.88890000000004,861.29736000000003,6.2950000000000002E-3,1.0957E-3,27.976007080078102,859.51620000000003,850.69830000000002,846.14499999999998,6.2455999999999996E-3,1.0272E-3,27.977990722656202,877.76390000000004,868.75540000000001,864.11303999999996,6.2845000000000002E-3,1.1291000000000001E-3,27.788995361328102,843.49069999999995,835.38149999999996,830.96270000000004,6.2214999999999996E-3,9.278E-4,true,0.50466179331025207,28.340784898161942,24.937903626428216,6.6686137071651164,7.3560281098841056,75.3,7.1909171510196046,0.62509433638876544,-0.86602043956418917,31.666666666666664,23.82539682539679,0.79095683361087854,0.16838760921367157,17.990711810160629,18.061103164892554,18.204181528568515]
[211,9,0,50.000000936030801,101.400000013745,171,170,1.5557238,0.99415207000000005,26.687005615234298,753.51059999999995,749.10479999999995,743.67920000000004,5.4158000000000001E-3,1.0379E-3,26.847985839843702,619.80190000000005,615.86329999999998,611.10400000000004,5.4162999999999998E-3,0,26.674005126953102,765.71870000000001,761.28489999999999,755.55646000000002,5.4299999999999999E-3,1.1180999999999999E-3,26.700006103515602,750.13490000000002,745.72059999999999,739.92474000000004,5.3705999999999997E-3,1.0571000000000001E-3,26.700006103515602,768.23925999999994,763.71680000000003,758.24279999999999,5.4146999999999997E-3,1.1529000000000001E-3,26.527001953125001,735.11040000000003,731.21550000000002,726.01030000000003,5.3487997999999998E-3,9.6259999999999998E-4,true,0.72427783135282509,28.17130846032579,24.965843405149766,5.7705042096301007,7.1728825686432245,75.3,6.218036419693612,0.77278512942725108,-0.30162014604771464,32.321692498657093,23.308062797988455,1.1060216735560235,0.26151012891344472,21.572812216290384,21.634914761116626,21.694376080012564]
[211,10,0,39.400001475859803,114.699996930811,384,323,78.940539999999999,0.84114580000000005,33.649011230468702,2058.8069999999998,1998.6416999999999,1993.5130999999999,1.47641E-2,1.683E-3,33.925988769531202,1838.7132999999999,1783.107,1777.4154000000001,1.4767600000000001E-2,0,33.619989013671898,2079.1066999999998,2018.5851,2013.0161000000001,1.47767E-2,1.8253999E-3,33.666986083984398,2048.6529999999998,1988.6604,1983.5032000000001,1.4710600000000001E-2,1.6590000999999999E-3,33.669000244140598,2080.4920000000002,2019.5735,2013.9136000000001,1.47508E-2,1.8619999999999999E-3,33.347009277343702,2016.8289,1959.9490000000001,1954.7058,1.4676399499999999E-2,1.4503999999999999E-3,true,0.25660427279186693,29.110784742468415,25.068029640427604,10.030125977689819,7.8010248603607284,75.3,9.7724896019013663,0.31919565118637749,-0.61167359452902836,33.481159400810547,24.596810505305907,0.44933585305833024,8.5269376789132156E-2,11.969984662644247,12.087592051402408,12.157973875999938]
[212,10,0,39.599999128804598,114.899999440779,522,348,225.8235,0.66666669999999995,40.269006347656202,3083.8290000000002,2926.105,2920.9802,2.2331799999999999E-2,1.9498001E-3,40.596002197265598,2829.8937999999998,2681.6986999999999,2676.6948000000002,2.2336100000000001E-2,0,40.231011962890598,3107.8571999999999,2949.3723,2944.4475000000002,2.2350399999999999E-2,2.1153999999999999E-3,40.292993164062501,3066.4250000000002,2909.3231999999998,2904.4949999999999,2.2276300999999998E-2,1.8716999E-3,40.299005126953098,3104.1532999999999,2945.1134999999999,2939.8125,2.23251E-2,2.1124E-3,39.891992187500001,3029.1042000000002,2877.9712,2873.2222000000002,2.22329E-2,1.6289001E-3,true,0.17514067335246172,30.06204758263652,25.021713551543652,13.020255009897674,7.8283019759856192,75.3,12.45337924641608,0.18659441495048282,-0.14263778791060844,32.744034707158214,24.707266811279631,0.3326360152881902,8.3219987114324656E-2,8.973312002026379,9.113861299929038,9.1263822831052579]
[212,21,0,90.000002656260094,309.29997176197998,0,0,0,{"$error":"#N/A"},{"$error":"#N/A"},{"$error":"#N/A"},{"$error":"#N/A"},{"$error":"#N/A"},{"$error":"#N/A"},{"$error":"#N/A"},{"$error":"#N/A"},{"$error":"#N/A"},{"$error":"#N/A"},{"$error":"#N/A"},{"$error":"#N/A"},{"$error":"#N/A"},{"$error":"#N/A"},{"$error":"#N/A"},{"$error":"#N/A"},{"$error":"#N/A"},{"$error":"#N/A"},{"$error":"#N/A"},{"$error":"#N/A"},{"$error":"#N/A"},{"$error":"#N/A"},{"$error":"#N/A"},{"$error":"#N/A"},{"$error":"#N/A"},{"$error":"#N/A"},{"$error":"#N/A"},{"$error":"#N/A"},{"$error":"#N/A"},{"$error":"#N/A"},{"$error":"#N/A"},{"$error":"#N/A"},{"$error":"#N/A"},{"$error":"#N/A"},{"$error":"#N/A"},{"$error":"#N/A"},{"$error":"#N/A"},false,{"$error":"#N/A"},{"$error":"#N/A"},{"$error":"#N/A"},{"$error":"#N/A"},{"$error":"#N/A"},{"$error":"#N/A"},{"$error":"#N/A"},{"$error":"#N/A"},{"$error":"#N/A"},{"$error":"#N/A"},{"$error":"#N/A"},{"$error":"#N/A"},{"$error":"#N/A"},{"$error":"#N/A"},{"$error":"#N/A"},{"$error":"#N/A"}]
[213,14,0,30.500001493813201,225.4999983445,980,270,824.0204,0.27551019999999998,56.404016113281202,5822.8744999999999,5213.2049999999999,5202.2896000000001,4.3187000000000003E-2,2.4664000000000001E-3,56.754998779296898,5506.7460000000001,4923.3670000000002,4913.1826000000001,4.3142399999999997E-2,0,56.344995117187501,5851.3289999999997,5239.8909999999996,5229.3440000000001,4.3199799999999997E-2,2.6803999999999999E-3,56.408990478515598,5789.0825000000004,5182.8180000000002,5173.5829999999996,4.31782E-2,2.2060000000000001E-3,56.425012207031202,5867.7515000000003,5252.9984999999997,5242.0303000000004,4.32028E-2,2.8081999999999998E-3,55.758996582031202,5753.0312000000004,5163.2046,5153.0986000000003,4.31268E-2,1.9705999999999999E-3,true,0.20937983447802,28.474212034383957,22.810410697230186,21.50498640072529,7.9838830025369294,75.3,18.510136230943885,0.20685843651306302,4.6671419823778454E-2,29.605263157894342,26.763157894736878,5.002524422046406E-2,2.9629766804462054E-2,5.7407496187403559,5.8869875026582363,5.8843121360887336]
[214,13,0,24.7999979580472,197.10001106279501,662,459,223.62307999999999,0.69335349999999996,41.825006103515598,3728.8915999999999,3519.8310000000001,3513.4486999999999,2.6946299999999999E-2,2.2991999999999999E-3,42.101007080078098,3431.6462000000001,3235.652,3229.1545000000001,2.6953600000000001E-2,0,41.775994873046898,3756.2302,3546.2734,3540.1873000000001,2.6956600000000001E-2,2.5003999999999998E-3,41.817010498046898,3713.0859999999998,3504.9713999999999,3499.2734,2.69485E-2,2.1751001000000002E-3,41.847009277343702,3759.6084000000001,3548.5893999999998,3542.75,2.69381E-2,2.5447999999999998E-3,41.360009765625001,3653.7383,3454.491,3448.9940999999999,2.6923800000000001E-2,1.7417000000000001E-3,true,0.18132404652383063,29.44714232349645,25.39658946581995,14.955628938640553,8.0467125259958365,75.3,12.719859081419624,0.20080960498842104,-0.24785355779235332,42.937062937065242,37.272727272728588,3.0057331576904822E-2,3.8209566488356383E-2,8.6618894453629807,8.7827430143909204,8.8039825904892393]
[215,1,0,90.000002656260094,8.6000065382690298,0,0,0,{"$error":"#N/A"},{"$error":"#N/A"},{"$error":"#N/A"},{"$error":"#N/A"},{"$error":"#N/A"},{"$error":"#N/A"},{"$error":"#N/A"},{"$error":"#N/A"},{"$error":"#N/A"},{"$error":"#N/A"},{"$error":"#N/A"},{"$error":"#N/A"},{"$error":"#N/A"},{"$error":"#N/A"},{"$error":"#N/A"},{"$error":"#N/A"},{"$error":"#N/A"},{"$error":"#N/A"},{"$error":"#N/A"},{"$error":"#N/A"},{"$error":"#N/A"},{"$error":"#N/A"},{"$error":"#N/A"},{"$error":"#N/A"},{"$error":"#N/A"},{"$error":"#N/A"},{"$error":"#N/A"},{"$error":"#N/A"},{"$error":"#N/A"},{"$error":"#N/A"},{"$error":"#N/A"},{"$error":"#N/A"},{"$error":"#N/A"},{"$error":"#N/A"},{"$error":"#N/A"},{"$error":"#N/A"},{"$error":"#N/A"},false,{"$error":"#N/A"},{"$error":"#N/A"},{"$error":"#N/A"},{"$error":"#N/A"},{"$error":"#N/A"},{"$error":"#N/A"},{"$error":"#N/A"},{"$error":"#N/A"},{"$error":"#N/A"},{"$error":"#N/A"},{"$error":"#N/A"},{"$error":"#N/A"},{"$error":"#N/A"},{"$error":"#N/A"},{"$error":"#N/A"},{"$error":"#N/A"}]
[215,18,0,72.900001763008802,278.300000420922,159,113,156.44114999999999,0.71069179999999998,32.197991943359398,1167.9392,1139.2366,1137.2498000000001,9.1539989999999995E-3,4.8939999999999997E-4,32.284997558593702,1104.5812000000001,1077.0830000000001,1074.8315,9.1576000000000001E-3,0,32.192010498046898,1174.4943000000001,1145.6519000000001,1143.5857000000001,9.1597999999999992E-3,5.3350000000000001E-4,32.208001708984398,1160.6803,1132.1126999999999,1130.2203,9.1458000000000008E-3,4.4180000000000001E-4,32.201013183593702,1171.4382000000001,1142.6348,1140.7150999999999,9.1477999999999993E-3,5.2240000000000001E-4,32.110009765625001,1153.2954999999999,1125.2943,1123.4522999999999,9.1426000000000007E-3,3.8850000000000001E-4,true,0.17439748687848539,30.828976848394323,23.980582524271842,20.755998189225888,8.2661668228678593,75.3,19.70453412341643,0.20903681517581077,-0.6825518264468724,53.076923076928971,26.153846153847947,0.15307572874978526,6.333107709775021E-2,5.7359295993811896,5.7705487877907151,5.8072637432006822]
[216,11,0,31.200000564655099,135.399989576233,456,382,86.51285,0.83771929999999994,31.848016357421798,2488.8533000000002,2431.6745999999998,2423.5630000000001,1.7976200000000001E-2,1.7535000000000001E-3,32.146997070312501,2258.8910000000001,2204.623,2196.7631999999999,1.79747E-2,0,31.804986572265602,2510.5192999999999,2453.2323999999999,2445.2168000000001,1.7990800000000001E-2,1.9044000999999999E-3,31.838006591796798,2478.8766999999998,2421.9987999999998,2415.683,1.7955499999999999E-2,1.6976999999999999E-3,31.848992919921798,2515.0846999999999,2457.2997999999998,2450.8467000000001,1.7969499999999999E-2,1.9604000000000002E-3,31.438989257812501,2439.2527,2386.5342000000001,2380.0032000000001,1.7928900000000001E-2,1.4224000000000001E-3,true,0.33358081710438259,28.959109665427508,25.11710037174721,12.175301879012789,7.923760348468778,75.3,11.251611063587111,0.35651446982092527,-0.25804054063391629,35.246305418719892,26.551724137930854,0.19659714293671637,8.1152589101096684E-2,10.180318572255151,10.29888556909729,10.324271637470996]
[217,7,0,73.199995813914299,81.900003000039504,147,115,110.71445,0.78231289999999998,21.6,989.53189999999995,1000.9405,998.99360000000001,7.7694000000000001E-3,5.0469999999999996E-4,21.695001220703102,923.80520000000001,934.16139999999996,932.10266000000001,7.7688000000000002E-3,0,21.593011474609298,996.06066999999996,1007.568,1005.6485,7.7754E-3,5.4920000000000001E-4,21.610009765625001,983.97789999999998,995.2962,993.48943999999995,7.7637000000000001E-3,4.6799999999999999E-4,21.605004882812501,992.67529999999999,1004.1024,1002.3044,7.7644000000000003E-3,5.3410000000000003E-4,21.502008056640602,973.3356,984.88440000000003,983.11126999999999,7.757E-3,3.9280000000000001E-4,true,0.19450706610433166,31.068648266100489,25.322009907997167,17.350427350427356,8.1026948288419618,75.3,16.394095502278581,0.22038375809575769,-0.42422495979048569,44.864864864863904,29.054054054053847,0.15070134085550801,7.7166448028398449E-2,7.1147791763891286,7.1485612657513018,7.1763490085952553]
[217,22,0,90.000002656260094,321.100012995589,0,0,0,{"$error":"#N/A"},{"$error":"#N/A"},{"$error":"#N/A"},{"$error":"#N/A"},{"$error":"#N/A"},{"$error":"#N/A"},{"$error":"#N/A"},{"$error":"#N/A"},{"$error":"#N/A"},{"$error":"#N/A"},{"$error":"#N/A"},{"$error":"#N/A"},{"$error":"#N/A"},{"$error":"#N/A"},{"$error":"#N/A"},{"$error":"#N/A"},{"$error":"#N/A"},{"$error":"#N/A"},{"$error":"#N/A"},{"$error":"#N/A"},{"$error":"#N/A"},{"$error":"#N/A"},{"$error":"#N/A"},{"$error":"#N/A"},{"$error":"#N/A"},{"$error":"#N/A"},{"$error":"#N/A"},{"$error":"#N/A"},{"$error":"#N/A"},{"$error":"#N/A"},{"$error":"#N/A"},{"$error":"#N/A"},{"$error":"#N/A"},{"$error":"#N/A"},{"$error":"#N/A"},{"$error":"#N/A"},{"$error":"#N/A"},false,{"$error":"#N/A"},{"$error":"#N/A"},{"$error":"#N/A"},{"$error":"#N/A"},{"$error":"#N/A"},{"$error":"#N/A"},{"$error":"#N/A"},{"$error":"#N/A"},{"$error":"#N/A"},{"$error":"#N/A"},{"$error":"#N/A"},{"$error":"#N/A"},{"$error":"#N/A"},{"$error":"#N/A"},{"$error":"#N/A"},{"$error":"#N/A"}]
[218,15,0,40.700000791071197,243.29999830859299,478,381,127.94566,0.79707116,39.303002929687501,2651.0693000000001,2523.4521,2515.0796,1.8951200000000001E-2,2.0174999000000002E-3,39.671990966796898,2386.4445999999998,2268.2925,2260.48,1.8948199999999998E-2,0,39.260003662109398,2674.3015,2546.0039999999999,2538.3647000000001,1.8961001000000002E-2,2.1854000000000001E-3,39.312005615234398,2637.7159999999999,2510.6590000000001,2503.0679,1.8889699999999999E-2,1.9772002000000002E-3,39.326989746093702,2673.1687000000002,2544.2842000000001,2536.6999999999998,1.8931099999999999E-2,2.2066999999999998E-3,38.874993896484398,2597.1963000000001,2475.866,2468.4520000000002,1.8837199999999998E-2,1.7198999999999999E-3,true,0.33178755404154275,29.562448644207073,25.28554231717338,10.530031303860877,7.6828086391507284,75.3,10.393408148372151,0.34442207078672615,-0.13131568929013354,33.184345047923536,25.591054313099036,0.37745967379050338,5.1690308966279019E-2,11.08865883582633,11.248972520078427,11.263076868629671]
[219,9,0,51.399999077714597,103.50000208329401,306,273,52.894820000000003,0.89215683999999995,28.740014648437501,1588.9001000000001,1568.5938000000001,1562.6104,1.1166000000000001E-2,1.6953000000000001E-3,29.028009033203102,1367.2094999999999,1348.3792000000001,1343.0724,1.11681E-2,0,28.718011474609298,1609.5501999999999,1589.1294,1582.8308,1.11933E-2,1.8255999999999999E-3,28.761987304687501,1581.8413,1561.5077000000001,1554.9452000000001,1.10965995E-2,1.7106999999999999E-3,28.765985107421798,1612.009,1591.2872,1585.3864000000001,1.1169200000000001E-2,1.8684999999999999E-3,28.464990234375001,1556.7693999999999,1538.3295000000001,1532.4477999999999,1.10545E-2,1.5616E-3,true,0.38144993305469355,28.602150537634408,24.858260019550336,6.7165487812006708,7.1373794916739675,75.3,7.5864448770129185,0.39356881209678007,-9.1939207823976563E-2,32.101133391455882,23.670401046207484,0.87144264330707433,0.24389590201280287,16.21482296604874,16.33180043121401,16.345954246398037]
[220,2,0,90.000002656260094,24.800002815070599,0,0,0,{"$error":"#N/A"},{"$error":"#N/A"},{"$error":"#N/A"},{"$error":"#N/A"},{"$error":"#N/A"},{"$error":"#N/A"},{"$error":"#N/A"},{"$error":"#N/A"},{"$error":"#N/A"},{"$error":"#N/A"},{"$error":"#N/A"},{"$error":"#N/A"},{"$error":"#N/A"},{"$error":"#N/A"},{"$error":"#N/A"},{"$error":"#N/A"},{"$error":"#N/A"},{"$error":"#N/A"},{"$error":"#N/A"},{"$error":"#N/A"},{"$error":"#N/A"},{"$error":"#N/A"},{"$error":"#N/A"},{"$error":"#N/A"},{"$error":"#N/A"},{"$error":"#N/A"},{"$error":"#N/A"},{"$error":"#N/A"},{"$error":"#N/A"},{"$error":"#N/A"},{"$error":"#N/A"},{"$error":"#N/A"},{"$error":"#N/A"},{"$error":"#N/A"},{"$error":"#N/A"},{"$error":"#N/A"},{"$error":"#N/A"},false,{"$error":"#N/A"},{"$error":"#N/A"},{"$error":"#N/A"},{"$error":"#N/A"},{"$error":"#N/A"},{"$error":"#N/A"},{"$error":"#N/A"},{"$error":"#N/A"},{"$error":"#N/A"},{"$error":"#N/A"},{"$error":"#N/A"},{"$error":"#N/A"},{"$error":"#N/A"},{"$error":"#N/A"},{"$error":"#N/A"},{"$error":"#N/A"}]
[220,19,0,84.699989569360199,286.99997846490697,5,5,0,1,24.594995117187501,3.6297000000000001,3.6283998,3.624028,1.9870000000000001E-4,1.9300000000000002E-5,24.594995117187501,3.0173999999999999,3.0164,3.0125525,1.986E-4,0,24.594995117187501,3.6888999999999998,3.6879,3.6832647000000001,1.986E-4,2.0699999999999998E-5,24.594995117187501,3.6092,3.6080000000000001,3.6037085000000002,1.986E-4,1.8499999E-5,24.594995117187501,3.7124000000000001,3.7113,3.7067332,1.985E-4,2.1500000000000001E-5,24.589990234375001,3.4784000000000002,3.4773999999999998,3.4733100000000001,1.986E-4,1.4499999000000001E-5,true,0.12048837617067243,28.857143020408138,25.714284897959299,11.891897940102591,6.763285024154575,75.3,11.295336787564766,0.1275527118419309,-7.9794050587271834E-2,20,20,0,-5.0352467270897705E-2,20.29230463312787,20.289079697652831,20.297588174811892]
[221,11,0,32.299999798409999,136.69999131995601,697,327,437.73419999999999,0.46915351999999999,43.969018554687501,4135.2046,3874.0671000000002,3865.7743999999998,3.0236900000000001E-2,2.1546E-3,44.244012451171898,3856.8290000000002,3609.3456999999999,3601.7952,3.0234500000000001E-2,0,43.938012695312501,4161.9174999999996,3899.5999000000002,3891.9602,3.02545E-2,2.3444E-3,43.968011474609398,4113.3505999999998,3853.607,3846.8883999999998,3.0233300000000001E-2,1.9884999999999998E-3,43.998010253906202,4160.4260000000004,3897.3330000000001,3890.0454,3.0244299999999998E-2,2.3432000000000001E-3,43.554986572265598,4066.1019999999999,3814.9043000000001,3807.6567,3.0187800000000001E-2,1.6677E-3,true,0.21405669509442474,30.017764618800886,24.749074759437452,17.897912999748566,8.0958880737075578,75.3,15.033648937157709,0.20919304016791268,7.3118480716659828E-2,31.805309734513688,28.053097345133164,7.0121356252861311E-2,5.8173164322661286E-2,7.2177324947515134,7.3343320923789701,7.3291007773012691]
[222,6,0,84.999998191336005,73.6000008338507,21,21,0,1,21.124993896484298,60.281599999999997,60.523099999999999,60.300884000000003,8.3270000000000002E-4,8.1000000000000004E-5,21.137017822265602,51.361899999999999,51.479700000000001,51.3127,8.3299999999999997E-4,0,21.124993896484298,61.005000000000003,61.256900000000002,61.035269999999997,8.3239999999999996E-4,8.7899999999999995E-5,21.124993896484298,59.957900000000002,60.194800000000001,59.999070000000003,8.3270000000000002E-4,7.8499999999999997E-5,21.127008056640602,61.326599999999999,61.582900000000002,61.372839999999997,8.3290000000000002E-4,9.0000000000000006E-5,21.105004882812501,58.086799999999997,58.298299999999998,58.10763,8.3230000000000001E-4,6.19E-5,true,0.36715898557740095,29.2526690391459,25.907473309608537,11.974522292993628,7.8498293515358313,75.3,11.280246913580246,0.32439971483905611,0.48233513177315657,21.666666666665762,26.666666666666668,-3.6027380809422471E-2,-3.6040365209033531E-2,17.366374686294701,17.566924438176599,17.516490069709846]
[222,7,0,74.099997394724397,83.000002233794405,170,97,266.46298000000002,0.57058823000000003,29.084985351562501,1424.4373000000001,1404.6841999999999,1402.3933999999999,1.11634005E-2,4.4200000000000001E-4,29.157983398437501,1366.4836,1347.1759,1344.8255999999999,1.11626005E-2,0,29.076013183593702,1430.7739999999999,1410.9849999999999,1408.7573,1.1169200000000001E-2,4.8460000000000002E-4,29.093011474609298,1415.0531000000001,1395.3869999999999,1393.2213999999999,1.1158700000000001E-2,3.7530000000000002E-4,29.090997314453102,1424.2568000000001,1404.4788000000001,1402.3857,1.1158599999999999E-2,4.4579999999999999E-4,29.015985107421798,1409.3173999999999,1390.1063999999999,1387.9199000000001,1.11527E-2,3.3760000000000002E-4,true,0.16308291927822569,33.585951940850279,23.484288354898336,29.123367972288825,8.7907552620718139,75.3,26.256562217194571,0.1744612563214693,-0.2987560145041358,47.966101694918386,30.169491525425673,9.4096982623415037E-2,5.1924041113060593E-2,4.2410827323503941,4.2688040960352662,4.2806888863507684]
[223,14,0,32.799998787795403,222.600005663172,788,233,660.26890000000003,0.29568529999999998,52.407006835937501,4784.5225,4347.2563,4337.674,3.5222000000000003E-2,2.2322000000000002E-3,52.682000732421898,4494.7929999999997,4079.3989999999999,4070.6017999999999,3.5189501999999998E-2,0,52.360009765625001,4810.027,4371.2179999999998,4361.7550000000001,3.5229000000000003E-2,2.4248999999999998E-3,52.404016113281202,4754.3095999999996,4319.7964000000002,4311.5853999999999,3.5208099999999999E-2,2.0094000000000002E-3,52.432000732421898,4802.0649999999996,4362.8125,4353.2563,3.5217100000000001E-2,2.3747E-3,51.980004882812501,4704.84,4281.5443999999998,4272.6532999999999,3.5154499999999998E-2,1.6756E-3,true,0.22042178649554275,30.718066084966377,24.774710341868118,20.67781427291726,7.9467194523485389,75.3,16.779052056267361,0.21564941306305108,8.0075902255725209E-2,31.900958466453933,28.562300319488553,5.9361340146169006E-2,1.9869993471288705E-2,6.4458919465256894,6.5660971138150535,6.5610003906547698]
[223,18,0,74.299999904692598,276.49998754525501,181,100,299.33431999999999,0.55248620000000004,38.075006103515598,1549.2114999999999,1480.2057,1477.809,1.2104999999999999E-2,4.5360002E-4,38.137994384765598,1490.0183,1423.2637,1420.8145,1.21066E-2,0,38.068994140625001,1555.7195999999999,1486.4640999999999,1484.0418999999999,1.21087E-2,4.994E-4,38.083001708984398,1538.7150999999999,1470.123,1467.8579999999999,1.20985005E-2,3.7960000000000001E-4,38.080010986328098,1548.2584999999999,1479.2625,1476.9646,1.2098599999999999E-2,4.527E-4,38.011987304687501,1533.3997999999999,1465.4032,1463.1146000000001,1.20937005E-2,3.4420000000000002E-4,true,0.16191668495804401,34.304147465437786,23.262672811059907,31.559536354056906,9.1710012014417313,75.3,27.686506759854197,0.17208336023746121,-0.2814797238488268,50.614348402904298,29.796918052863163,8.4303835834864671E-2,3.0556541990478525E-2,3.9726491949796814,4.0008046295285977,4.0113962800914562]
[224,11,0,33.099997695724298,137.60000747183599,896,244,778.30420000000004,0.27232142999999998,53.907006835937501,5361.5083000000004,4845.0860000000002,4833.7016999999996,3.9714800000000001E-2,2.2788999999999999E-3,54.206018066406202,5072.1342999999997,4578.0879999999997,4567.6270000000004,3.9711700000000003E-2,0,53.878015136718702,5389.84,4871.2065000000002,4860.7290000000003,3.9735899999999998E-2,2.4815000000000002E-3,53.934014892578098,5331.8926000000001,4817.7910000000002,4807.8554999999997,3.9722899999999998E-2,2.0365000000000001E-3,53.958001708984398,5401.8789999999999,4880.6587,4869.7830000000004,3.9743800000000003E-2,2.5685999999999999E-3,53.421990966796898,5296.8379999999997,4795.2169999999996,4785.1054999999997,3.9677299999999999E-2,1.8052000000000001E-3,true,0.23496590153406194,28.859051611212998,23.029866387215094,21.851215320402662,8.1644166834575991,75.3,18.427179779718287,0.22850150543194739,0.11912058914097495,28.812030075187266,26.857142857142414,3.2726714313402461E-2,5.3100596689636959E-2,5.7051722782655956,5.8320853596523374,5.8252282859348883]
[225,16,0,52.499998311469398,255.10000068601499,260,247,21.354835999999999,0.95,35.235009765625001,1251.579,1207.6431,1201.6958,8.7363000000000007E-3,1.547E-3,35.477014160156202,1049.473,1011.6845,1006.5431,8.7344999999999992E-3,0,35.230004882812501,1268.4349999999999,1223.9621999999999,1217.5494000000001,8.7472000000000001E-3,1.6653E-3,35.253015136718702,1245.9222,1202.1225999999999,1195.8837000000001,8.6700000000000006E-3,1.5698999999999999E-3,35.249993896484398,1273.7565,1229.0084999999999,1222.7748999999999,8.7414999999999993E-3,1.7118000000000001E-3,35.011010742187501,1223.2823000000001,1181.2801999999999,1174.4780000000001,8.6312000000000003E-3,1.4353E-3,true,0.49247165822419231,28.318264014466543,24.867992766726939,6.076820179629272,7.1038251366120182,75.3,6.6472527472527476,0.50820191472736564,-0.10456299075570935,30.51677243880334,23.517679057117014,0.89042675893886702,0.12461130418875976,19.257856085864049,19.369536649024479,19.388409696514731]
[225,22,0,90.000002656260094,319.99999433374097,0,0,0,{"$error":"#N/A"},{"$error":"#N/A"},{"$error":"#N/A"},{"$error":"#N/A"},{"$error":"#N/A"},{"$error":"#N/A"},{"$error":"#N/A"},{"$error":"#N/A"},{"$error":"#N/A"},{"$error":"#N/A"},{"$error":"#N/A"},{"$error":"#N/A"},{"$error":"#N/A"},{"$error":"#N/A"},{"$error":"#N/A"},{"$error":"#N/A"},{"$error":"#N/A"},{"$error":"#N/A"},{"$error":"#N/A"},{"$error":"#N/A"},{"$error":"#N/A"},{"$error":"#N/A"},{"$error":"#N/A"},{"$error":"#N/A"},{"$error":"#N/A"},{"$error":"#N/A"},{"$error":"#N/A"},{"$error":"#N/A"},{"$error":"#N/A"},{"$error":"#N/A"},{"$error":"#N/A"},{"$error":"#N/A"},{"$error":"#N/A"},{"$error":"#N/A"},{"$error":"#N/A"},{"$error":"#N/A"},{"$error":"#N/A"},false,{"$error":"#N/A"},{"$error":"#N/A"},{"$error":"#N/A"},{"$error":"#N/A"},{"$error":"#N/A"},{"$error":"#N/A"},{"$error":"#N/A"},{"$error":"#N/A"},{"$error":"#N/A"},{"$error":"#N/A"},{"$error":"#N/A"},{"$error":"#N/A"},{"$error":"#N/A"},{"$error":"#N/A"},{"$error":"#N/A"},{"$error":"#N/A"}]
[226,15,0,42.400002697707301,241.00000344312301,221,215,8.1250689999999999,0.97285069999999996,31.920007324218702,1055.5762999999999,1030.5340000000001,1022.3246,7.6975000000000003E-3,1.0839000000000001E-3,32.071984863281202,914.21759999999995,892.04309999999998,884.26769999999999,7.6947999999999999E-3,0,31.898004150390602,1067.5550000000001,1042.3231000000001,1034.9662000000001,7.7003000000000002E-3,1.1731000000000001E-3,31.916009521484298,1050.8104000000001,1025.9041999999999,1018.7514,7.6563999999999998E-3,1.0882000000000001E-3,31.919000244140602,1073.6039000000001,1048.1501000000001,1041.2881,7.6880999999999998E-3,1.2317001000000001E-3,31.732995605468702,1033.9058,1010.0426,1003.1534,7.6387E-3,9.7610000000000004E-4,true,0.79661612329142684,27.707352227170489,24.385757282567575,7.8018746553942142,7.603784843576844,75.3,8.1016698957468414,0.87163949813635588,-0.60781461745849252,32.469635627530458,23.582995951416986,0.57337652160285302,3.6362219653773842E-2,15.462259750851439,15.525135500739834,15.612568456362258]
[227,1,0,90.000002656260094,8.8000029769579697,0,0,0,{"$error":"#N/A"},{"$error":"#N/A"},{"$error":"#N/A"},{"$error":"#N/A"},{"$error":"#N/A"},{"$error":"#N/A"},{"$error":"#N/A"},{"$error":"#N/A"},{"$error":"#N/A"},{"$error":"#N/A"},{"$error":"#N/A"},{"$error":"#N/A"},{"$error":"#N/A"},{"$error":"#N/A"},{"$error":"#N/A"},{"$error":"#N/A"},{"$error":"#N/A"},{"$error":"#N/A"},{"$error":"#N/A"},{"$error":"#N/A"},{"$error":"#N/A"},{"$error":"#N/A"},{"$error":"#N/A"},{"$error":"#N/A"},{"$error":"#N/A"},{"$error":"#N/A"},{"$error":"#N/A"},{"$error":"#N/A"},{"$error":"#N/A"},{"$error":"#N/A"},{"$error":"#N/A"},{"$error":"#N/A"},{"$error":"#N/A"},{"$error":"#N/A"},{"$error":"#N/A"},{"$error":"#N/A"},{"$error":"#N/A"},false,{"$error":"#N/A"},{"$error":"#N/A"},{"$error":"#N/A"},{"$error":"#N/A"},{"$error":"#N/A"},{"$error":"#N/A"},{"$error":"#N/A"},{"$error":"#N/A"},{"$error":"#N/A"},{"$error":"#N/A"},{"$error":"#N/A"},{"$error":"#N/A"},{"$error":"#N/A"},{"$error":"#N/A"},{"$error":"#N/A"},{"$error":"#N/A"}]
[228,2,0,90.000002656260094,25.6999971103455,0,0,0,{"$error":"#N/A"},{"$error":"#N/A"},{"$error":"#N/A"},{"$error":"#N/A"},{"$error":"#N/A"},{"$error":"#N/A"},{"$error":"#N/A"},{"$error":"#N/A"},{"$error":"#N/A"},{"$error":"#N/A"},{"$error":"#N/A"},{"$error":"#N/A"},{"$error":"#N/A"},{"$error":"#N/A"},{"$error":"#N/A"},{"$error":"#N/A"},{"$error":"#N/A"},{"$error":"#N/A"},{"$error":"#N/A"},{"$error":"#N/A"},{"$error":"#N/A"},{"$error":"#N/A"},{"$error":"#N/A"},{"$error":"#N/A"},{"$error":"#N/A"},{"$error":"#N/A"},{"$error":"#N/A"},{"$error":"#N/A"},{"$error":"#N/A"},{"$error":"#N/A"},{"$error":"#N/A"},{"$error":"#N/A"},{"$error":"#N/A"},{"$error":"#N/A"},{"$error":"#N/A"},{"$error":"#N/A"},{"$error":"#N/A"},false,{"$error":"#N/A"},{"$error":"#N/A"},{"$error":"#N/A"},{"$error":"#N/A"},{"$error":"#N/A"},{"$error":"#N/A"},{"$error":"#N/A"},{"$error":"#N/A"},{"$error":"#N/A"},{"$error":"#N/A"},{"$error":"#N/A"},{"$error":"#N/A"},{"$error":"#N/A"},{"$error":"#N/A"},{"$error":"#N/A"},{"$error":"#N/A"}]
[228,19,0,86.299999935059006,285.200004445427,26,26,0,1,27.678002929687501,84.085300000000004,83.661100000000005,83.210396000000003,1.0237E-3,9.8900000000000005E-5,27.695001220703102,72.687799999999996,72.378699999999995,71.966290000000001,1.0237E-3,0,27.676995849609298,85.067604000000003,84.633499999999998,84.156493999999995,1.0245E-3,1.066E-4,27.678979492187501,83.674099999999996,83.254000000000005,82.855419999999995,1.0238999999999999E-3,9.5199999999999997E-5,27.679986572265602,85.417404000000005,84.979200000000006,84.569984000000005,1.0242000000000001E-3,1.1010000000000001E-4,27.652001953125001,81.246099999999998,80.854996,80.468639999999994,1.0233E-3,7.4900000000000005E-5,true,0.53872588335558791,29.005681818181817,25.76704545454545,11.974789915966388,7.2232645403377038,75.3,11.350859453993932,0.5697947047957399,-0.35265782556839864,33.333333333332526,26.666666666665062,5.8599472604758951E-2,7.8086871644711398E-2,15.680072859544531,15.588011390091298,15.624129019295008]
[229,3,0,90.000002656260094,40.800002046055297,0,0,0,{"$error":"#N/A"},{"$error":"#N/A"},{"$error":"#N/A"},{"$error":"#N/A"},{"$error":"#N/A"},{"$error":"#N/A"},{"$error":"#N/A"},{"$error":"#N/A"},{"$error":"#N/A"},{"$error":"#N/A"},{"$error":"#N/A"},{"$error":"#N/A"},{"$error":"#N/A"},{"$error":"#N/A"},{"$error":"#N/A"},{"$error":"#N/A"},{"$error":"#N/A"},{"$error":"#N/A"},{"$error":"#N/A"},{"$error":"#N/A"},{"$error":"#N/A"},{"$error":"#N/A"},{"$error":"#N/A"},{"$error":"#N/A"},{"$error":"#N/A"},{"$error":"#N/A"},{"$error":"#N/A"},{"$error":"#N/A"},{"$error":"#N/A"},{"$error":"#N/A"},{"$error":"#N/A"},{"$error":"#N/A"},{"$error":"#N/A"},{"$error":"#N/A"},{"$error":"#N/A"},{"$error":"#N/A"},{"$error":"#N/A"},false,{"$error":"#N/A"},{"$error":"#N/A"},{"$error":"#N/A"},{"$error":"#N/A"},{"$error":"#N/A"},{"$error":"#N/A"},{"$error":"#N/A"},{"$error":"#N/A"},{"$error":"#N/A"},{"$error":"#N/A"},{"$error":"#N/A"},{"$error":"#N/A"},{"$error":"#N/A"},{"$error":"#N/A"},{"$error":"#N/A"},{"$error":"#N/A"}]
[230,6,0,86.699995240948596,75.500000393431606,14,14,0,1,14.964990234375,27.850100000000001,27.660900000000002,27.620348,5.4940000000000002E-4,5.38E-5,14.9699951171875,23.1173,22.947099999999999,22.914681999999999,5.4960000000000002E-4,0,14.9609924316406,28.2179,28.027799999999999,27.987036,5.4909999999999996E-4,5.8300000000000001E-5,14.9619995117187,27.640501,27.4513,27.413979000000001,5.4900000000000001E-4,5.1999999999999997E-5,14.9659973144531,28.3,28.1099,28.070277999999998,5.4960000000000002E-4,5.8900000000000002E-5,14.9500061035156,26.550599999999999,26.363800000000001,26.327677000000001,5.4889999999999995E-4,4.0000000000000003E-5,true,0.14660405120585987,29.682539682539684,26.349206349206344,12.115384615384617,7.7186963979416827,75.3,11.211895910780669,0.1412727534198214,5.9773955846438742E-2,22.857142857142637,21.428571428572095,1.8214936247717972E-2,-5.4634857038804441E-2,20.472979110882331,20.542029276030537,20.535593729819166]
[230,23,0,90.000002656260094,334.10003043282001,0,0,0,{"$error":"#N/A"},{"$error":"#N/A"},{"$error":"#N/A"},{"$error":"#N/A"},{"$error":"#N/A"},{"$error":"#N/A"},{"$error":"#N/A"},{"$error":"#N/A"},{"$error":"#N/A"},{"$error":"#N/A"},{"$error":"#N/A"},{"$error":"#N/A"},{"$error":"#N/A"},{"$error":"#N/A"},{"$error":"#N/A"},{"$error":"#N/A"},{"$error":"#N/A"},{"$error":"#N/A"},{"$error":"#N/A"},{"$error":"#N/A"},{"$error":"#N/A"},{"$error":"#N/A"},{"$error":"#N/A"},{"$error":"#N/A"},{"$error":"#N/A"},{"$error":"#N/A"},{"$error":"#N/A"},{"$error":"#N/A"},{"$error":"#N/A"},{"$error":"#N/A"},{"$error":"#N/A"},{"$error":"#N/A"},{"$error":"#N/A"},{"$error":"#N/A"},{"$error":"#N/A"},{"$error":"#N/A"},{"$error":"#N/A"},false,{"$error":"#N/A"},{"$error":"#N/A"},{"$error":"#N/A"},{"$error":"#N/A"},{"$error":"#N/A"},{"$error":"#N/A"},{"$error":"#N/A"},{"$error":"#N/A"},{"$error":"#N/A"},{"$error":"#N/A"},{"$error":"#N/A"},{"$error":"#N/A"},{"$error":"#N/A"},{"$error":"#N/A"},{"$error":"#N/A"},{"$error":"#N/A"}]
[231,5,0,90.000002656260094,65.599997575590805,0,0,0,{"$error":"#N/A"},{"$error":"#N/A"},{"$error":"#N/A"},{"$error":"#N/A"},{"$error":"#N/A"},{"$error":"#N/A"},{"$error":"#N/A"},{"$error":"#N/A"},{"$error":"#N/A"},{"$error":"#N/A"},{"$error":"#N/A"},{"$error":"#N/A"},{"$error":"#N/A"},{"$error":"#N/A"},{"$error":"#N/A"},{"$error":"#N/A"},{"$error":"#N/A"},{"$error":"#N/A"},{"$error":"#N/A"},{"$error":"#N/A"},{"$error":"#N/A"},{"$error":"#N/A"},{"$error":"#N/A"},{"$error":"#N/A"},{"$error":"#N/A"},{"$error":"#N/A"},{"$error":"#N/A"},{"$error":"#N/A"},{"$error":"#N/A"},{"$error":"#N/A"},{"$error":"#N/A"},{"$error":"#N/A"},{"$error":"#N/A"},{"$error":"#N/A"},{"$error":"#N/A"},{"$error":"#N/A"},{"$error":"#N/A"},false,{"$error":"#N/A"},{"$error":"#N/A"},{"$error":"#N/A"},{"$error":"#N/A"},{"$error":"#N/A"},{"$error":"#N/A"},{"$error":"#N/A"},{"$error":"#N/A"},{"$error":"#N/A"},{"$error":"#N/A"},{"$error":"#N/A"},{"$error":"#N/A"},{"$error":"#N/A"},{"$error":"#N/A"},{"$error":"#N/A"},{"$error":"#N/A"}]
[232,10,0,43.800000839390997,120.900006741498,782,80,972.62212999999997,0.10230179,51.029992675781202,5646.759,5157.9160000000002,5139.4939999999997,4.2483597999999997E-2,1.7696999999999999E-3,51.273004150390598,5424.4395000000004,4950.2393000000002,4934.2259999999997,4.2491000000000001E-2,0,51.014001464843702,5667.95,5177.5990000000002,5158.6854999999996,4.2505000000000001E-2,1.9165E-3,51.049005126953098,5605.8490000000002,5120.1570000000002,5104.0015000000003,4.2438499999999997E-2,1.4898999999999999E-3,51.105004882812501,5639.7749999999996,5150.1196,5131.3710000000001,4.2503600000000002E-2,1.6938999999999999E-3,50.666009521484398,5567.9043000000001,5092.6724000000004,5076.9709999999995,4.2368799999999998E-2,1.2587E-3,true,0.35715975211694956,35.114889705882355,25.3125,28.63279414725821,7.6597965040438361,75.3,25.006101599141097,0.32348537170719255,0.8420649778145104,30.10385756676547,25.170623145400345,0.15669733850161016,5.0351723326680364E-2,4.0984787460529253,4.1952860743520013,4.1600850873065003]
[233,3,0,90.000002656260094,41.600007228904701,0,0,0,{"$error":"#N/A"},{"$error":"#N/A"},{"$error":"#N/A"},{"$error":"#N/A"},{"$error":"#N/A"},{"$error":"#N/A"},{"$error":"#N/A"},{"$error":"#N/A"},{"$error":"#N/A"},{"$error":"#N/A"},{"$error":"#N/A"},{"$error":"#N/A"},{"$error":"#N/A"},{"$error":"#N/A"},{"$error":"#N/A"},{"$error":"#N/A"},{"$error":"#N/A"},{"$error":"#N/A"},{"$error":"#N/A"},{"$error":"#N/A"},{"$error":"#N/A"},{"$error":"#N/A"},{"$error":"#N/A"},{"$error":"#N/A"},{"$error":"#N/A"},{"$error":"#N/A"},{"$error":"#N/A"},{"$error":"#N/A"},{"$error":"#N/A"},{"$error":"#N/A"},{"$error":"#N/A"},{"$error":"#N/A"},{"$error":"#N/A"},{"$error":"#N/A"},{"$error":"#N/A"},{"$error":"#N/A"},{"$error":"#N/A"},false,{"$error":"#N/A"},{"$error":"#N/A"},{"$error":"#N/A"},{"$error":"#N/A"},{"$error":"#N/A"},{"$error":"#N/A"},{"$f":" IF($AZ$2, 1, AZ5576/100) * (1 + N5576/O5576)","v":{"$error":"#N/A"}},{"$error":"#N/A"},{"$error":"#N/A"},{"$error":"#N/A"},{"$error":"#N/A"},{"$error":"#N/A"},{"$error":"#N/A"},{"$error":"#N/A"},{"$error":"#N/A"},{"$error":"#N/A"}]
[233,7,0,76.300000719257596,85.799998517161995,168,58,464.45227,0.34523809999999999,25.153009033203102,1597.3157000000001,1596.4884,1590.4237000000001,1.26167005E-2,3.0909999999999998E-4,25.201989746093702,1556.7910999999999,1555.7253000000001,1550.0084999999999,1.2616499999999999E-2,0,25.139001464843702,1603.5371,1602.7838999999999,1597.3533,1.26217E-2,3.5139999999999998E-4,25.172998046875001,1586.2275,1585.3022000000001,1579.6329000000001,1.26141E-2,2.2699999999999999E-4,25.157983398437501,1594.1253999999999,1593.278,1587.9484,1.2612399999999999E-2,2.8919999999999998E-4,25.128015136718702,1585.8960999999999,1585.2030999999999,1579.1946,1.26088E-2,2.297E-4,true,0.37987748611263961,40.45378151260504,19.546218487394956,54.801762114537446,12.037564029595904,75.3,41.817536395988355,0.36746847274388023,0.51891436818640146,55.833333333338139,34.722222222223827,6.0250037656284228E-2,3.9610353597374637E-2,2.6030852822835508,2.6201990801332276,2.6074179593208773]
[233,22,0,90.000002656260094,318.40001311018199,0,0,0,{"$error":"#N/A"},{"$error":"#N/A"},{"$error":"#N/A"},{"$error":"#N/A"},{"$error":"#N/A"},{"$error":"#N/A"},{"$error":"#N/A"},{"$error":"#N/A"},{"$error":"#N/A"},{"$error":"#N/A"},{"$error":"#N/A"},{"$error":"#N/A"},{"$error":"#N/A"},{"$error":"#N/A"},{"$error":"#N/A"},{"$error":"#N/A"},{"$error":"#N/A"},{"$error":"#N/A"},{"$error":"#N/A"},{"$error":"#N/A"},{"$error":"#N/A"},{"$error":"#N/A"},{"$error":"#N/A"},{"$error":"#N/A"},{"$error":"#N/A"},{"$error":"#N/A"},{"$error":"#N/A"},{"$error":"#N/A"},{"$error":"#N/A"},{"$error":"#N/A"},{"$error":"#N/A"},{"$error":"#N/A"},{"$error":"#N/A"},{"$error":"#N/A"},{"$error":"#N/A"},{"$error":"#N/A"},{"$error":"#N/A"},false,{"$error":"#N/A"},{"$error":"#N/A"},{"$error":"#N/A"},{"$error":"#N/A"},{"$error":"#N/A"},{"$error":"#N/A"},{"$error":"#N/A"},{"$error":"#N/A"},{"$error":"#N/A"},{"$error":"#N/A"},{"$error":"#N/A"},{"$error":"#N/A"},{"$error":"#N/A"},{"$error":"#N/A"},{"$error":"#N/A"},{"$error":"#N/A"}]
[234,15,0,44.299997400264701,238.300003557716,358,332,36.328437999999998,0.92737429999999998,38.665002441406202,1820.7901999999999,1736.1556,1723.2198000000001,1.28652E-2,1.7657999000000001E-3,38.955010986328098,1588.7882999999999,1513.1321,1501.2447999999999,1.28606E-2,0,38.635003662109398,1840.4598000000001,1755.1541999999999,1743.6110000000001,1.2870400000000001E-2,1.9107E-3,38.662011718750001,1812.1763000000001,1727.9529,1716.5514000000001,1.27993E-2,1.7659001E-3,38.670007324218702,1843.5827999999999,1757.9072000000001,1747.6357,1.28483E-2,1.9566000000000002E-3,38.326013183593702,1780.4285,1699.7029,1688.9505999999999,1.27621E-2,1.5609E-3,true,0.74508298680141183,28.840030326004545,25.18069497093758,8.199778685102288,7.5836133354267972,75.3,8.2857632396513328,0.78560887050113437,-0.33578787741354621,32.563805104408431,24.315545243619425,0.55549912885861641,4.0402784684234749E-2,14.602442628763063,14.739195606252753,14.786062872624115]
[235,9,0,54.700001636002597,107.800002620353,321,260,105.56233,0.80996880000000004,31.743005371093702,1860.5650000000001,1818.0377000000001,1812.4464,1.32646E-2,1.6697000000000001E-3,32.015008544921898,1642.4948999999999,1603.3505,1598.0636,1.3270499999999999E-2,0,31.723016357421798,1881.6279999999999,1838.7891999999999,1833.1456000000001,1.3299200000000001E-2,1.7962E-3,31.762994384765602,1852.8475000000001,1810.3581999999999,1804.7053000000001,1.3205400000000001E-2,1.6701999999999999E-3,31.767999267578102,1880.5688,1837.4503999999999,1832.1061999999999,1.3273200000000001E-2,1.8139E-3,31.501000976562501,1826.8471999999999,1786.5745999999999,1780.9808,1.3152499999999999E-2,1.5248E-3,true,0.30754587762399238,29.387755102040813,25.029401591144929,7.5440067057837457,7.0426455851241414,75.3,8.9443013715038617,0.32974075225598271,-0.19851764761126733,32.154101077050512,24.382767191383675,0.71031547700182163,0.26016602502406672,13.276759641689004,13.38991069014542,13.415160698235045]
[236,2,0,90.000002656260094,26.800003629635501,0,0,0,{"$error":"#N/A"},{"$error":"#N/A"},{"$error":"#N/A"},{"$error":"#N/A"},{"$error":"#N/A"},{"$error":"#N/A"},{"$error":"#N/A"},{"$error":"#N/A"},{"$error":"#N/A"},{"$error":"#N/A"},{"$error":"#N/A"},{"$error":"#N/A"},{"$error":"#N/A"},{"$error":"#N/A"},{"$error":"#N/A"},{"$error":"#N/A"},{"$error":"#N/A"},{"$error":"#N/A"},{"$error":"#N/A"},{"$error":"#N/A"},{"$error":"#N/A"},{"$error":"#N/A"},{"$error":"#N/A"},{"$error":"#N/A"},{"$error":"#N/A"},{"$error":"#N/A"},{"$error":"#N/A"},{"$error":"#N/A"},{"$error":"#N/A"},{"$error":"#N/A"},{"$error":"#N/A"},{"$error":"#N/A"},{"$error":"#N/A"},{"$error":"#N/A"},{"$error":"#N/A"},{"$error":"#N/A"},{"$error":"#N/A"},false,{"$error":"#N/A"},{"$error":"#N/A"},{"$error":"#N/A"},{"$error":"#N/A"},{"$error":"#N/A"},{"$error":"#N/A"},{"$error":"#N/A"},{"$error":"#N/A"},{"$error":"#N/A"},{"$error":"#N/A"},{"$error":"#N/A"},{"$error":"#N/A"},{"$error":"#N/A"},{"$error":"#N/A"},{"$error":"#N/A"},{"$error":"#N/A"}]
[236,19,0,87.999996984671697,283.20001820193198,13,13,0,1,24.490014648437501,23.325099999999999,23.316400000000002,23.277573,5.0489999999999997E-4,4.6900000000000002E-5,24.494012451171798,19.509899999999998,19.502500000000001,19.469387000000001,5.0469999999999996E-4,0,24.490014648437501,23.639199999999999,23.630700000000001,23.590603000000002,5.0500000000000002E-4,5.0599999999999997E-5,24.490014648437501,23.164899999999999,23.156300000000002,23.120293,5.0500000000000002E-4,4.5200002E-5,24.490014648437501,23.887001000000001,23.878399000000002,23.840810000000001,5.0509999999999997E-4,5.3499999999999999E-5,24.478997802734298,22.405100000000001,22.3965,22.362026,5.0460000000000001E-4,3.65E-5,true,0.16652227616613746,28.294117647058819,25.117648235294116,11.946897701464687,7.3122529644268681,75.3,11.76545842217484,0.16978848865530147,-3.8428487239247293E-2,28.000000000000867,28.000000000000867,0,1.9801980198030922E-2,19.555200180421227,19.555954364825023,19.559865957772573]
[237,12,0,31.600000727568101,165.89998864153401,724,312,483.72309999999999,0.43093923000000001,47.546014404296898,4137.4030000000002,3826.3352,3816.5117,3.0086999999999999E-2,2.3216000000000001E-3,47.876000976562501,3838.1628000000001,3544.8208,3536.9304000000002,3.0090100000000002E-2,0,47.467004394531202,4167.4155000000001,3855.2287999999999,3846.529,3.0108000999999999E-2,2.5338000000000001E-3,47.517999267578098,4116.7466000000004,3807.569,3799.145,3.0097100000000002E-2,2.1511E-3,47.575006103515598,4165.2039999999997,3851.6525999999999,3842.7995999999998,3.00857E-2,2.5387999999999999E-3,46.873986816406202,4059.9965999999999,3763.8051999999998,3755.627,3.0070900000000001E-2,1.7371999999999999E-3,true,0.25673391081889446,29.937624750499005,25.163423153692616,17.790897680256613,8.3747730681190351,75.3,13.95959682977257,0.22258953118306493,0.476641773718877,45.068243243243664,37.702702702704443,3.6219436424089757E-2,6.9752223005437042E-2,7.7964436526767491,7.9415692889186404,7.9046310891500671]
[238,6,0,88.499998402568806,77.499996350973106,4,4,0,1,19.300012207031202,2.1766999999999999,2.1676000000000002,2.1642513000000001,1.5459999999999999E-4,1.4E-5,19.300012207031202,1.8314999999999999,1.8236000000000001,1.8205770999999999,1.5449999999999999E-4,0,19.300012207031202,2.2044000000000001,2.1947000000000001,2.1913729000000002,1.5469999999999999E-4,1.5E-5,19.300012207031202,2.1608000000000001,2.1516000000000002,2.1484489999999998,1.5459999999999999E-4,1.34E-5,19.300012207031202,2.2393000000000001,2.2296999999999998,2.2263334000000001,1.5469999999999999E-4,1.6099999999999998E-5,19.295007324218702,2.1002000000000001,2.0910000000000002,2.0880828,1.5449999999999999E-4,1.1E-5,true,0.15448883557852433,27.843137254901961,24.705882352941181,11.940298507462677,6.6666666666666652,75.3,12.042857142857143,0.1657655187541216,-0.13580348452897853,30,25,6.4683053040104355E-2,6.4641241111829117E-2,18.847938847938845,18.863785917964471,18.877212066437625]
[238,23,0,90.000002656260094,333.099988740838,0,0,0,{"$error":"#N/A"},{"$error":"#N/A"},{"$error":"#N/A"},{"$error":"#N/A"},{"$error":"#N/A"},{"$error":"#N/A"},{"$error":"#N/A"},{"$error":"#N/A"},{"$error":"#N/A"},{"$error":"#N/A"},{"$error":"#N/A"},{"$error":"#N/A"},{"$error":"#N/A"},{"$error":"#N/A"},{"$error":"#N/A"},{"$error":"#N/A"},{"$error":"#N/A"},{"$error":"#N/A"},{"$error":"#N/A"},{"$error":"#N/A"},{"$error":"#N/A"},{"$error":"#N/A"},{"$error":"#N/A"},{"$error":"#N/A"},{"$error":"#N/A"},{"$error":"#N/A"},{"$error":"#N/A"},{"$error":"#N/A"},{"$error":"#N/A"},{"$error":"#N/A"},{"$error":"#N/A"},{"$error":"#N/A"},{"$error":"#N/A"},{"$error":"#N/A"},{"$error":"#N/A"},{"$error":"#N/A"},{"$error":"#N/A"},false,{"$error":"#N/A"},{"$error":"#N/A"},{"$error":"#N/A"},{"$error":"#N/A"},{"$error":"#N/A"},{"$error":"#N/A"},{"$error":"#N/A"},{"$error":"#N/A"},{"$error":"#N/A"},{"$error":"#N/A"},{"$error":"#N/A"},{"$error":"#N/A"},{"$error":"#N/A"},{"$error":"#N/A"},{"$error":"#N/A"},{"$error":"#N/A"}]
[239,14,0,37.299996977798997,218.30000512611301,432,355,96.797690000000003,0.82175929999999997,35.322991943359398,2361.0884000000001,2279.0536999999999,2273.6381999999999,1.7072299999999999E-2,1.6822E-3,35.593988037109398,2140.2156,2063.7624999999998,2057.9160000000002,1.7068699E-2,0,35.300988769531202,2381.8117999999999,2299.2642000000001,2293.6583999999998,1.70837E-2,1.8287001E-3,35.336999511718702,2349.9802,2268.2249999999999,2263.3607999999999,1.7040699999999999E-2,1.6291000000000001E-3,35.35,2382.6179999999999,2299.6296000000002,2294.6212999999998,1.7060200000000001E-2,1.8586E-3,34.993005371093702,2311.6017999999999,2233.8533000000002,2229.1921000000002,1.7016E-2,1.3609E-3,true,0.23762055277592037,29.3992384970866,25.388788426763114,12.252169909766121,8.0111604959172915,75.3,11.148793246938531,0.283293256854878,-0.50919553480490465,35.316742081447636,25.588235294117279,0.25233705188167921,6.6730275057524935E-2,10.32011915061268,10.431975578585236,10.482556139317625]
[240,10,0,45.900002908940102,123.600006626904,580,245,481.38216999999997,0.42241380000000001,42.35,3932.3296,3705.1754999999998,3695.0461,2.9116900000000001E-2,1.7021E-3,42.615991210937501,3712.5095000000001,3494.4385000000002,3484.4713999999999,2.9119200000000001E-2,0,42.330010986328098,3952.8962000000001,3724.8470000000002,3714.5324999999998,2.9135100000000001E-2,1.843E-3,42.378015136718702,3906.7078000000001,3680.6116000000002,3671.6538,2.90663E-2,1.5543E-3,42.390008544921898,3942.6060000000002,3714.2993000000001,3704.3757000000001,2.9129200000000001E-2,1.7692000000000001E-3,42.029016113281202,3875.7908000000002,3655.9744000000001,3647.4702000000002,2.9008800000000001E-2,1.3725E-3,true,0.27338516083785519,31.860347869926898,24.58280816738089,18.574277809946604,7.6451437873033097,75.3,18.106456729921863,0.28522751223122972,-0.21442302308466579,30.490033222591332,24.775747508305539,0.23670023360387038,6.2467607799521208E-2,5.9210649831333741,6.0306398295462813,6.0432322675973209]
[241,3,0,90.000002656260094,43.000000513565098,0,0,0,{"$error":"#N/A"},{"$error":"#N/A"},{"$error":"#N/A"},{"$error":"#N/A"},{"$error":"#N/A"},{"$error":"#N/A"},{"$error":"#N/A"},{"$error":"#N/A"},{"$error":"#N/A"},{"$error":"#N/A"},{"$error":"#N/A"},{"$error":"#N/A"},{"$error":"#N/A"},{"$error":"#N/A"},{"$error":"#N/A"},{"$error":"#N/A"},{"$error":"#N/A"},{"$error":"#N/A"},{"$error":"#N/A"},{"$error":"#N/A"},{"$error":"#N/A"},{"$error":"#N/A"},{"$error":"#N/A"},{"$error":"#N/A"},{"$error":"#N/A"},{"$error":"#N/A"},{"$error":"#N/A"},{"$error":"#N/A"},{"$error":"#N/A"},{"$error":"#N/A"},{"$error":"#N/A"},{"$error":"#N/A"},{"$error":"#N/A"},{"$error":"#N/A"},{"$error":"#N/A"},{"$error":"#N/A"},{"$error":"#N/A"},false,{"$error":"#N/A"},{"$error":"#N/A"},{"$error":"#N/A"},{"$error":"#N/A"},{"$error":"#N/A"},{"$error":"#N/A"},{"$f":" IF($AZ$2, 1, AZ5768/100) * (1 + N5768/O5768)","v":{"$error":"#N/A"}},{"$error":"#N/A"},{"$error":"#N/A"},{"$error":"#N/A"},{"$error":"#N/A"},{"$error":"#N/A"},{"$error":"#N/A"},{"$error":"#N/A"},{"$error":"#N/A"},{"$error":"#N/A"}]
[241,20,0,90.000002656260094,292.20000486789303,0,0,0,{"$error":"#N/A"},{"$error":"#N/A"},{"$error":"#N/A"},{"$error":"#N/A"},{"$error":"#N/A"},{"$error":"#N/A"},{"$error":"#N/A"},{"$error":"#N/A"},{"$error":"#N/A"},{"$error":"#N/A"},{"$error":"#N/A"},{"$error":"#N/A"},{"$error":"#N/A"},{"$error":"#N/A"},{"$error":"#N/A"},{"$error":"#N/A"},{"$error":"#N/A"},{"$error":"#N/A"},{"$error":"#N/A"},{"$error":"#N/A"},{"$error":"#N/A"},{"$error":"#N/A"},{"$error":"#N/A"},{"$error":"#N/A"},{"$error":"#N/A"},{"$error":"#N/A"},{"$error":"#N/A"},{"$error":"#N/A"},{"$error":"#N/A"},{"$error":"#N/A"},{"$error":"#N/A"},{"$error":"#N/A"},{"$error":"#N/A"},{"$error":"#N/A"},{"$error":"#N/A"},{"$error":"#N/A"},{"$error":"#N/A"},false,{"$error":"#N/A"},{"$error":"#N/A"},{"$error":"#N/A"},{"$error":"#N/A"},{"$error":"#N/A"},{"$error":"#N/A"},{"$error":"#N/A"},{"$error":"#N/A"},{"$error":"#N/A"},{"$error":"#N/A"},{"$error":"#N/A"},{"$error":"#N/A"},{"$error":"#N/A"},{"$error":"#N/A"},{"$error":"#N/A"},{"$error":"#N/A"}]
[242,8,0,67.199998227242801,98.599994016330996,309,105,526.43039999999996,0.33980579999999999,38.687005615234398,3167.5320000000002,3022.6516000000001,3017.2073,2.42664E-2,6.5720000000000004E-4,38.808007812500001,3081.5673999999999,2939.2631999999999,2933.8171000000002,2.4263900000000001E-2,0,38.682000732421898,3176.498,3031.2777999999998,3025.5266000000001,2.4270300000000002E-2,7.2189997000000005E-4,38.701989746093702,3146.4027999999998,3002.29,2997.0763999999999,2.42431E-2,5.1840000000000002E-4,38.704003906250001,3156.7719999999999,3012.1907000000001,3007.0160000000001,2.42467E-2,5.9420000000000002E-4,38.628015136718702,3142.375,2999.2296999999999,2994.2842000000001,2.4230000000000002E-2,5.0020000000000002E-4,true,0.18011668959797125,43.58510319148936,21.936170212765958,39.255395447530873,8.9624563912919957,75.3,37.92391965916007,0.18528793202322474,-0.19611378227335349,44.131736526949069,27.844311377245585,0.11219687251218247,1.6069022632603236E-2,2.7896388052391861,2.8370511358084665,2.8423789608425087]
[243,7,0,78.600000441751405,88.599994800529501,83,76,35.414825,0.91566265000000002,28.515008544921798,438.12268,432.9599,431.80646000000002,3.6856000999999998E-3,3.0889999999999997E-4,28.567987060546798,399.16019999999997,394.41649999999998,393.30365,3.6868999999999999E-3,0,28.508996582031202,441.79539999999997,436.59620000000001,435.50585999999998,3.6874999999999998E-3,3.3589999999999998E-4,28.516992187500001,436.06290000000001,430.9228,429.90899999999999,3.6836E-3,2.9470000000000001E-4,28.519006347656202,442.01209999999998,436.79520000000002,435.73412999999999,3.6840000000000002E-3,3.412E-4,28.437005615234298,428.66039999999998,423.7296,422.72730000000001,3.6801E-3,2.397E-4,true,0.26640804379342964,29.477832512315267,25.418719211822662,13.980318968442473,8.0381065793390878,75.3,12.931369698931693,0.28215097492117608,-0.20357766255770887,38.974358974357351,28.974358974358459,0.10587468780540732,5.1522711864404602E-2,9.7611134577044574,9.7722585135256814,9.7895887821025838]
[244,0,0,90.000002656260094,350.29999088907402,0,0,0,{"$error":"#N/A"},{"$error":"#N/A"},{"$error":"#N/A"},{"$error":"#N/A"},{"$error":"#N/A"},{"$error":"#N/A"},{"$error":"#N/A"},{"$error":"#N/A"},{"$error":"#N/A"},{"$error":"#N/A"},{"$error":"#N/A"},{"$error":"#N/A"},{"$error":"#N/A"},{"$error":"#N/A"},{"$error":"#N/A"},{"$error":"#N/A"},{"$error":"#N/A"},{"$error":"#N/A"},{"$error":"#N/A"},{"$error":"#N/A"},{"$error":"#N/A"},{"$error":"#N/A"},{"$error":"#N/A"},{"$error":"#N/A"},{"$error":"#N/A"},{"$error":"#N/A"},{"$error":"#N/A"},{"$error":"#N/A"},{"$error":"#N/A"},{"$error":"#N/A"},{"$error":"#N/A"},{"$error":"#N/A"},{"$error":"#N/A"},{"$error":"#N/A"},{"$error":"#N/A"},{"$error":"#N/A"},{"$error":"#N/A"},false,{"$error":"#N/A"},{"$error":"#N/A"},{"$error":"#N/A"},{"$error":"#N/A"},{"$error":"#N/A"},{"$error":"#N/A"},{"$error":"#N/A"},{"$error":"#N/A"},{"$error":"#N/A"},{"$error":"#N/A"},{"$error":"#N/A"},{"$error":"#N/A"},{"$error":"#N/A"},{"$error":"#N/A"},{"$error":"#N/A"},{"$error":"#N/A"}]
[244,10,0,47.000002142695003,124.699996146613,731,73,964.81169999999997,9.9863199999999999E-2,51.701013183593702,5469.0727999999999,4983.1313,4970.8622999999998,4.1217999999999998E-2,1.6264999999999999E-3,51.937005615234398,5264.1787000000004,4792.0443999999998,4781.2227000000003,4.1224900000000002E-2,0,51.684991455078098,5488.9916999999996,5001.5609999999997,4988.6464999999998,4.1241199999999999E-2,1.7607E-3,51.743005371093702,5431.2266,4947.8603999999996,4936.4120000000003,4.1185800000000002E-2,1.3591E-3,51.765985107421898,5458.7920000000004,4972.5483000000004,4960.2426999999998,4.12386E-2,1.5242000000000001E-3,51.386010742187501,5393.6149999999998,4920.0389999999998,4909.6625999999997,4.1097898000000001E-2,1.1494000000000001E-3,true,0.24621065072076734,36.31003201707577,25.594983991462112,29.548966227650642,7.6219685352416739,75.3,26.341530894558868,0.225826371725594,0.53695311491466591,30.184787707353017,26.247388096828839,0.13451238048063363,5.6254425186463841E-2,3.8922329897349326,3.9875861751197519,3.9663410784023827]
[244,19,0,89.900006258299399,281.10001613238302,2,2,0,1,{"$error":"#N/A"},{"$error":"#N/A"},{"$error":"#N/A"},{"$error":"#N/A"},{"$error":"#N/A"},{"$error":"#N/A"},{"$error":"#N/A"},{"$error":"#N/A"},{"$error":"#N/A"},{"$error":"#N/A"},{"$error":"#N/A"},{"$error":"#N/A"},{"$error":"#N/A"},{"$error":"#N/A"},{"$error":"#N/A"},{"$error":"#N/A"},{"$error":"#N/A"},{"$error":"#N/A"},{"$error":"#N/A"},{"$error":"#N/A"},{"$error":"#N/A"},{"$error":"#N/A"},{"$error":"#N/A"},{"$error":"#N/A"},{"$error":"#N/A"},{"$error":"#N/A"},{"$error":"#N/A"},{"$error":"#N/A"},{"$error":"#N/A"},{"$error":"#N/A"},{"$error":"#N/A"},{"$error":"#N/A"},{"$error":"#N/A"},{"$error":"#N/A"},{"$error":"#N/A"},{"$error":"#N/A"},false,{"$error":"#N/A"},{"$error":"#N/A"},{"$error":"#N/A"},{"$error":"#N/A"},{"$error":"#N/A"},{"$error":"#N/A"},{"$error":"#N/A"},{"$error":"#N/A"},{"$error":"#N/A"},{"$error":"#N/A"},{"$error":"#N/A"},{"$error":"#N/A"},{"$error":"#N/A"},{"$error":"#N/A"},{"$error":"#N/A"},{"$error":"#N/A"}]
[245,12,0,34.400001867959098,166.899991477328,333,320,15.755407999999999,0.96096099999999995,33.846002197265598,1800.1025,1746.2292,1740.2804000000001,1.32286E-2,1.2446E-3,34.036004638671898,1637.4924000000001,1587.2944,1581.9114,1.32324E-2,0,33.817987060546898,1814.3474000000001,1760.2135000000001,1755.3228999999999,1.32327E-2,1.3489999999999999E-3,33.838006591796898,1793.8869999999999,1740.2456999999999,1735.6931,1.32246E-2,1.2013E-3,33.847009277343702,1823.8915,1769.3005000000001,1764.4049,1.32321E-2,1.4224999999999999E-3,33.520989990234398,1762.5594000000001,1711.7159999999999,1706.7927,1.32119E-2,9.747E-4,true,0.34066547507050576,28.358642251004913,25.060294774452878,12.295013735120275,7.7390659747961443,75.3,11.628796400449945,0.33913053558306749,1.7849498786430631E-2,30.297029702970256,26.28712871287096,6.1249489587589245E-2,3.0983850612498198E-2,9.9304338756014907,10.01293773858208,10.011243360405656]
[246,13,0,34.799997173848602,193.09999971961801,313,300,15.8314705,0.9584665,28.975000000000001,1688.1406999999999,1665.4775,1660.242,1.24238E-2,1.1950999999999999E-3,29.195001220703102,1531.8782000000001,1510.1102000000001,1504.8649,1.2426100000000001E-2,0,28.932000732421798,1702.5823,1679.9575,1675.0820000000001,1.24327E-2,1.2963E-3,28.964013671875001,1682.7415000000001,1660.2003,1655.6437000000001,1.24257E-2,1.152E-3,28.977014160156202,1706.1501000000001,1683.2284999999999,1678.9143999999999,1.2418800000000001E-2,1.3375999E-3,28.613000488281202,1650.7192,1630.5576000000001,1626.4811,1.24163E-2,9.1719999999999996E-4,true,0.31435429178719027,29.017604428545297,25.585158321874008,12.526041666666664,7.8068348376147512,75.3,11.395615429671158,0.34734551160571214,-0.37595525360762083,85.599999999978891,57.599999999987226,5.6334854374395782E-2,7.1585415879082959E-2,10.200713085413698,10.288474311344951,10.324986648303108]
[246,23,0,90.000002656260094,331.50000751727998,0,0,0,{"$error":"#N/A"},{"$error":"#N/A"},{"$error":"#N/A"},{"$error":"#N/A"},{"$error":"#N/A"},{"$error":"#N/A"},{"$error":"#N/A"},{"$error":"#N/A"},{"$error":"#N/A"},{"$error":"#N/A"},{"$error":"#N/A"},{"$error":"#N/A"},{"$error":"#N/A"},{"$error":"#N/A"},{"$error":"#N/A"},{"$error":"#N/A"},{"$error":"#N/A"},{"$error":"#N/A"},{"$error":"#N/A"},{"$error":"#N/A"},{"$error":"#N/A"},{"$error":"#N/A"},{"$error":"#N/A"},{"$error":"#N/A"},{"$error":"#N/A"},{"$error":"#N/A"},{"$error":"#N/A"},{"$error":"#N/A"},{"$error":"#N/A"},{"$error":"#N/A"},{"$error":"#N/A"},{"$error":"#N/A"},{"$error":"#N/A"},{"$error":"#N/A"},{"$error":"#N/A"},{"$error":"#N/A"},{"$error":"#N/A"},false,{"$error":"#N/A"},{"$error":"#N/A"},{"$error":"#N/A"},{"$error":"#N/A"},{"$error":"#N/A"},{"$error":"#N/A"},{"$error":"#N/A"},{"$error":"#N/A"},{"$error":"#N/A"},{"$error":"#N/A"},{"$error":"#N/A"},{"$error":"#N/A"},{"$error":"#N/A"},{"$error":"#N/A"},{"$error":"#N/A"},{"$error":"#N/A"}]
[247,16,0,57.700005286361801,248.39998945743099,274,242,59.885586000000004,0.88321170000000004,29.593011474609298,1465.1097,1442.1141,1436.9757,1.0347500000000001E-2,1.5682999999999999E-3,29.860986328125001,1259.463,1238.5099,1234.0393999999999,1.03439E-2,0,29.586999511718702,1482.4390000000001,1459.2248999999999,1453.4127000000001,1.0360899999999999E-2,1.6875E-3,29.606988525390602,1458.6876999999999,1435.7292,1430.3088,1.0282400000000001E-2,1.5845E-3,29.610986328125001,1486.366,1462.9626000000001,1457.4590000000001,1.03581E-2,1.7202999999999999E-3,29.372003173828102,1436.2085999999999,1414.7487000000001,1408.7448999999999,1.0240900000000001E-2,1.4541999999999999E-3,true,0.35631022538369517,28.767380683953402,24.896655392709512,6.5004733354370403,7.0637037037037054,75.3,7.5979085634126129,0.36095795439343109,-3.5313020043493799E-2,30.238907849829268,23.540955631399317,0.76344044192016014,0.12933239390399143,16.328125558273644,16.439448727862409,16.44488012295232]
[248,15,0,48.099996519426497,234.09999941861801,475,309,248.56529,0.65052633999999998,35.028009033203098,2930.7615000000001,2832.4396999999999,2827.3022000000001,2.1250499999999999E-2,1.8577000999999999E-3,35.329003906250001,2686.7134000000001,2593.6660000000002,2589.2437,2.1241099999999999E-2,0,35.002008056640598,2953.0324999999998,2854.2583,2849.4625999999998,2.1267299999999999E-2,2.0116999999999999E-3,35.046014404296898,2913.8029999999999,2815.8591000000001,2810.8114999999998,2.11883E-2,1.7902E-3,35.070001220703098,2943.8422999999998,2844.6889999999999,2839.5929999999998,2.1241300000000001E-2,1.9675000000000001E-3,34.705987548828098,2876.0963999999999,2782.663,2777.7750999999998,2.1121299999999999E-2,1.5688001E-3,true,0.18138073689617534,31.108603237673243,25.553046288699843,12.372919226902024,7.655212009743007,75.3,12.439144563753858,0.17050383511216083,0.1352993536971088,32.16666666666648,25.583333333333329,0.37284727892279435,7.8994512702601494E-2,9.0835181750312461,9.2060311543583371,9.1941326341742222]
[249,3,0,90.000002656260094,44.800003675185202,0,0,0,{"$error":"#N/A"},{"$error":"#N/A"},{"$error":"#N/A"},{"$error":"#N/A"},{"$error":"#N/A"},{"$error":"#N/A"},{"$error":"#N/A"},{"$error":"#N/A"},{"$error":"#N/A"},{"$error":"#N/A"},{"$error":"#N/A"},{"$error":"#N/A"},{"$error":"#N/A"},{"$error":"#N/A"},{"$error":"#N/A"},{"$error":"#N/A"},{"$error":"#N/A"},{"$error":"#N/A"},{"$error":"#N/A"},{"$error":"#N/A"},{"$error":"#N/A"},{"$error":"#N/A"},{"$error":"#N/A"},{"$error":"#N/A"},{"$error":"#N/A"},{"$error":"#N/A"},{"$error":"#N/A"},{"$error":"#N/A"},{"$error":"#N/A"},{"$error":"#N/A"},{"$error":"#N/A"},{"$error":"#N/A"},{"$error":"#N/A"},{"$error":"#N/A"},{"$error":"#N/A"},{"$error":"#N/A"},{"$error":"#N/A"},false,{"$error":"#N/A"},{"$error":"#N/A"},{"$error":"#N/A"},{"$error":"#N/A"},{"$error":"#N/A"},{"$error":"#N/A"},{"$f":" IF($AZ$2, 1, AZ5960/100) * (1 + N5960/O5960)","v":{"$error":"#N/A"}},{"$error":"#N/A"},{"$error":"#N/A"},{"$error":"#N/A"},{"$error":"#N/A"},{"$error":"#N/A"},{"$error":"#N/A"},{"$error":"#N/A"},{"$error":"#N/A"},{"$error":"#N/A"}]
[249,20,0,90.000002656260094,290.20001862439801,0,0,0,{"$error":"#N/A"},{"$error":"#N/A"},{"$error":"#N/A"},{"$error":"#N/A"},{"$error":"#N/A"},{"$error":"#N/A"},{"$error":"#N/A"},{"$error":"#N/A"},{"$error":"#N/A"},{"$error":"#N/A"},{"$error":"#N/A"},{"$error":"#N/A"},{"$error":"#N/A"},{"$error":"#N/A"},{"$error":"#N/A"},{"$error":"#N/A"},{"$error":"#N/A"},{"$error":"#N/A"},{"$error":"#N/A"},{"$error":"#N/A"},{"$error":"#N/A"},{"$error":"#N/A"},{"$error":"#N/A"},{"$error":"#N/A"},{"$error":"#N/A"},{"$error":"#N/A"},{"$error":"#N/A"},{"$error":"#N/A"},{"$error":"#N/A"},{"$error":"#N/A"},{"$error":"#N/A"},{"$error":"#N/A"},{"$error":"#N/A"},{"$error":"#N/A"},{"$error":"#N/A"},{"$error":"#N/A"},{"$error":"#N/A"},false,{"$error":"#N/A"},{"$error":"#N/A"},{"$error":"#N/A"},{"$error":"#N/A"},{"$error":"#N/A"},{"$error":"#N/A"},{"$error":"#N/A"},{"$error":"#N/A"},{"$error":"#N/A"},{"$error":"#N/A"},{"$error":"#N/A"},{"$error":"#N/A"},{"$error":"#N/A"},{"$error":"#N/A"},{"$error":"#N/A"},{"$error":"#N/A"}]
[250,17,0,69.1999990418077,259.20002785524599,199,160,109.826065,0.80402010000000002,24.537011718750001,1318.73,1320.7748999999999,1318.2864999999999,1.00169E-2,7.804E-4,24.653009033203102,1216.5107,1217.9295999999999,1215.3119999999999,1.00152E-2,0,24.520989990234298,1328.6030000000001,1330.7308,1328.1898000000001,1.00248E-2,8.4840000000000002E-4,24.542993164062501,1311.9630999999999,1313.9649999999999,1311.5246999999999,1.0001100000000001E-2,7.4470000000000005E-4,24.546990966796798,1323.9122,1325.9194,1323.4335000000001,1.00094E-2,8.2799999999999996E-4,24.426995849609298,1295.9908,1298.4730999999999,1296.0029,9.9847000000000009E-3,6.3900000000000003E-4,true,0.18840454948075983,31.079365079365083,25.592592592592595,13.925070498187186,8.0150872230080221,75.3,13.835597129677089,0.21492211044054094,-0.36688629030118475,36.234817813765616,26.639676113360483,0.23697393286739032,7.880456467959096E-2,8.4026634537616456,8.4442729694721237,8.4730916834524823]
[251,7,0,80.500000001332296,90.800002982086099,37,37,0,1,18.085992431640602,141.72101000000001,144.27051,143.61940000000001,1.4612E-3,1.4909999999999999E-4,18.110009765625001,124.023796,126.0986,125.47703,1.4625001000000001E-3,0,18.083001708984298,143.54830000000001,146.1474,145.57318000000001,1.4644E-3,1.6139999999999999E-4,18.085992431640602,141.19450000000001,143.73050000000001,143.18507,1.4614000000000001E-3,1.448E-4,18.085992431640602,143.7783,146.38130000000001,145.8013,1.4615000999999999E-3,1.6589999999999999E-4,18.050012207031202,137.52449999999999,139.97540000000001,139.45984000000001,1.4597999E-3,1.156E-4,true,0.45131191398712633,29.105367793240553,25.805168986083498,11.46408839779005,7.6208178438661678,75.3,10.800134138162308,0.49292379138230358,-0.44941385760867819,47.056228678980005,29.411245735796509,0.20528260572054702,0.21851953018301451,14.269208467059016,14.410873713110215,14.458718061783909]
[252,0,0,90.000002656260094,349.599996675255,0,0,0,{"$error":"#N/A"},{"$error":"#N/A"},{"$error":"#N/A"},{"$error":"#N/A"},{"$error":"#N/A"},{"$error":"#N/A"},{"$error":"#N/A"},{"$error":"#N/A"},{"$error":"#N/A"},{"$error":"#N/A"},{"$error":"#N/A"},{"$error":"#N/A"},{"$error":"#N/A"},{"$error":"#N/A"},{"$error":"#N/A"},{"$error":"#N/A"},{"$error":"#N/A"},{"$error":"#N/A"},{"$error":"#N/A"},{"$error":"#N/A"},{"$error":"#N/A"},{"$error":"#N/A"},{"$error":"#N/A"},{"$error":"#N/A"},{"$error":"#N/A"},{"$error":"#N/A"},{"$error":"#N/A"},{"$error":"#N/A"},{"$error":"#N/A"},{"$error":"#N/A"},{"$error":"#N/A"},{"$error":"#N/A"},{"$error":"#N/A"},{"$error":"#N/A"},{"$error":"#N/A"},{"$error":"#N/A"},{"$error":"#N/A"},false,{"$error":"#N/A"},{"$error":"#N/A"},{"$error":"#N/A"},{"$error":"#N/A"},{"$error":"#N/A"},{"$error":"#N/A"},{"$error":"#N/A"},{"$error":"#N/A"},{"$error":"#N/A"},{"$error":"#N/A"},{"$error":"#N/A"},{"$error":"#N/A"},{"$error":"#N/A"},{"$error":"#N/A"},{"$error":"#N/A"},{"$error":"#N/A"}]
[252,19,0,90.000002656260094,279.000014062834,1,1,0,1,{"$error":"#N/A"},{"$error":"#N/A"},{"$error":"#N/A"},{"$error":"#N/A"},{"$error":"#N/A"},{"$error":"#N/A"},{"$error":"#N/A"},{"$error":"#N/A"},{"$error":"#N/A"},{"$error":"#N/A"},{"$error":"#N/A"},{"$error":"#N/A"},{"$error":"#N/A"},{"$error":"#N/A"},{"$error":"#N/A"},{"$error":"#N/A"},{"$error":"#N/A"},{"$error":"#N/A"},{"$error":"#N/A"},{"$error":"#N/A"},{"$error":"#N/A"},{"$error":"#N/A"},{"$error":"#N/A"},{"$error":"#N/A"},{"$error":"#N/A"},{"$error":"#N/A"},{"$error":"#N/A"},{"$error":"#N/A"},{"$error":"#N/A"},{"$error":"#N/A"},{"$error":"#N/A"},{"$error":"#N/A"},{"$error":"#N/A"},{"$error":"#N/A"},{"$error":"#N/A"},{"$error":"#N/A"},false,{"$error":"#N/A"},{"$error":"#N/A"},{"$error":"#N/A"},{"$error":"#N/A"},{"$error":"#N/A"},{"$error":"#N/A"},{"$error":"#N/A"},{"$error":"#N/A"},{"$error":"#N/A"},{"$error":"#N/A"},{"$error":"#N/A"},{"$error":"#N/A"},{"$error":"#N/A"},{"$error":"#N/A"},{"$error":"#N/A"},{"$error":"#N/A"}]
[253,11,0,41.900001279810198,145.49999490404099,559,328,310.35390000000001,0.58676209999999995,43.698999023437501,3265.2750999999998,3060.8452000000002,3056.1610999999998,2.3789100000000001E-2,1.8851E-3,44.019982910156202,3018.9933999999998,2826.2827000000002,2821.7750000000001,2.3784199999999998E-2,0,43.653009033203098,3287.7865999999999,3082.5039999999999,3078.1469999999999,2.37974E-2,2.0498000000000001E-3,43.713006591796898,3247.3993999999998,3043.8935999999999,3039.6109999999999,2.3770699999999999E-2,1.7662000000000001E-3,43.730981445312501,3283.9636,3078.0241999999998,3073.4783000000002,2.3781299999999998E-2,2.0365000000000001E-3,43.287011718750001,3204.6095999999998,3008.3375999999998,3004.0259999999998,2.3732099999999999E-2,1.4762E-3,true,0.1530328943129956,30.237372835980725,25.175798679278959,16.05707167931152,8.0349302370963045,75.3,13.619542729828657,0.15949218384983616,-8.7972569851335045E-2,33.272357723577592,27.845528455284619,0.11232315413514105,3.4877759755269633E-2,8.1577422461407174,8.2993290090902789,8.3063355512044623]
[254,4,0,90.000002656260094,59.700001243903401,0,0,0,{"$error":"#N/A"},{"$error":"#N/A"},{"$error":"#N/A"},{"$error":"#N/A"},{"$error":"#N/A"},{"$error":"#N/A"},{"$error":"#N/A"},{"$error":"#N/A"},{"$error":"#N/A"},{"$error":"#N/A"},{"$error":"#N/A"},{"$error":"#N/A"},{"$error":"#N/A"},{"$error":"#N/A"},{"$error":"#N/A"},{"$error":"#N/A"},{"$error":"#N/A"},{"$error":"#N/A"},{"$error":"#N/A"},{"$error":"#N/A"},{"$error":"#N/A"},{"$error":"#N/A"},{"$error":"#N/A"},{"$error":"#N/A"},{"$error":"#N/A"},{"$error":"#N/A"},{"$error":"#N/A"},{"$error":"#N/A"},{"$error":"#N/A"},{"$error":"#N/A"},{"$error":"#N/A"},{"$error":"#N/A"},{"$error":"#N/A"},{"$error":"#N/A"},{"$error":"#N/A"},{"$error":"#N/A"},{"$error":"#N/A"},false,{"$error":"#N/A"},{"$error":"#N/A"},{"$error":"#N/A"},{"$error":"#N/A"},{"$error":"#N/A"},{"$error":"#N/A"},{"$error":"#N/A"},{"$error":"#N/A"},{"$error":"#N/A"},{"$error":"#N/A"},{"$error":"#N/A"},{"$error":"#N/A"},{"$error":"#N/A"},{"$error":"#N/A"},{"$error":"#N/A"},{"$error":"#N/A"}]
[254,21,0,90.000002656260094,300.29998509602001,0,0,0,{"$error":"#N/A"},{"$error":"#N/A"},{"$error":"#N/A"},{"$error":"#N/A"},{"$error":"#N/A"},{"$error":"#N/A"},{"$error":"#N/A"},{"$error":"#N/A"},{"$error":"#N/A"},{"$error":"#N/A"},{"$error":"#N/A"},{"$error":"#N/A"},{"$error":"#N/A"},{"$error":"#N/A"},{"$error":"#N/A"},{"$error":"#N/A"},{"$error":"#N/A"},{"$error":"#N/A"},{"$error":"#N/A"},{"$error":"#N/A"},{"$error":"#N/A"},{"$error":"#N/A"},{"$error":"#N/A"},{"$error":"#N/A"},{"$error":"#N/A"},{"$error":"#N/A"},{"$error":"#N/A"},{"$error":"#N/A"},{"$error":"#N/A"},{"$error":"#N/A"},{"$error":"#N/A"},{"$error":"#N/A"},{"$error":"#N/A"},{"$error":"#N/A"},{"$error":"#N/A"},{"$error":"#N/A"},{"$error":"#N/A"},false,{"$error":"#N/A"},{"$error":"#N/A"},{"$error":"#N/A"},{"$error":"#N/A"},{"$error":"#N/A"},{"$error":"#N/A"},{"$error":"#N/A"},{"$error":"#N/A"},{"$error":"#N/A"},{"$error":"#N/A"},{"$error":"#N/A"},{"$error":"#N/A"},{"$error":"#N/A"},{"$error":"#N/A"},{"$error":"#N/A"},{"$error":"#N/A"}]
[254,23,0,90.000002656260094,330.30001188556503,0,0,0,{"$error":"#N/A"},{"$error":"#N/A"},{"$error":"#N/A"},{"$error":"#N/A"},{"$error":"#N/A"},{"$error":"#N/A"},{"$error":"#N/A"},{"$error":"#N/A"},{"$error":"#N/A"},{"$error":"#N/A"},{"$error":"#N/A"},{"$error":"#N/A"},{"$error":"#N/A"},{"$error":"#N/A"},{"$error":"#N/A"},{"$error":"#N/A"},{"$error":"#N/A"},{"$error":"#N/A"},{"$error":"#N/A"},{"$error":"#N/A"},{"$error":"#N/A"},{"$error":"#N/A"},{"$error":"#N/A"},{"$error":"#N/A"},{"$error":"#N/A"},{"$error":"#N/A"},{"$error":"#N/A"},{"$error":"#N/A"},{"$error":"#N/A"},{"$error":"#N/A"},{"$error":"#N/A"},{"$error":"#N/A"},{"$error":"#N/A"},{"$error":"#N/A"},{"$error":"#N/A"},{"$error":"#N/A"},{"$error":"#N/A"},false,{"$error":"#N/A"},{"$error":"#N/A"},{"$error":"#N/A"},{"$error":"#N/A"},{"$error":"#N/A"},{"$error":"#N/A"},{"$error":"#N/A"},{"$error":"#N/A"},{"$error":"#N/A"},{"$error":"#N/A"},{"$error":"#N/A"},{"$error":"#N/A"},{"$error":"#N/A"},{"$error":"#N/A"},{"$error":"#N/A"},{"$error":"#N/A"}]
[255,16,0,59.800002498887501,246.09999459196101,445,98,689.83349999999996,0.22022472000000001,54.756982421875001,4296.3765000000003,3868.74,3859.366,3.27222E-2,9.2170003E-4,54.915002441406202,4176.49,3758.2750000000001,3749.6675,3.2712100000000001E-2,0,54.757989501953098,4307.8495999999996,3879.0906,3869.5241999999998,3.27386E-2,9.9479999999999989E-4,54.778009033203098,4271.7383,3846.1682000000001,3837.0311999999999,3.2669200000000002E-2,7.8319996999999997E-4,54.791009521484398,4293.6962999999996,3865.8206,3856.0542,3.27316E-2,8.9170003999999999E-4,54.696008300781202,4266.1986999999999,3842.3665000000001,3833.3126999999999,3.2646399999999999E-2,7.628E-4,true,0.24230111095601661,37.998442824377697,21.582619369241467,27.017369523137226,7.3482076799356584,75.3,36.502006005142476,0.22902794500136558,0.4844971833839245,30.821596244131456,22.676056338028548,0.21243250523428348,5.0093773099646466E-2,2.8705084891859083,2.9392473940837136,2.9255527323422665]
[256,23,0,90.000002656260094,330.10001908964301,0,0,0,{"$error":"#N/A"},{"$error":"#N/A"},{"$error":"#N/A"},{"$error":"#N/A"},{"$error":"#N/A"},{"$error":"#N/A"},{"$error":"#N/A"},{"$error":"#N/A"},{"$error":"#N/A"},{"$error":"#N/A"},{"$error":"#N/A"},{"$error":"#N/A"},{"$error":"#N/A"},{"$error":"#N/A"},{"$error":"#N/A"},{"$error":"#N/A"},{"$error":"#N/A"},{"$error":"#N/A"},{"$error":"#N/A"},{"$error":"#N/A"},{"$error":"#N/A"},{"$error":"#N/A"},{"$error":"#N/A"},{"$error":"#N/A"},{"$error":"#N/A"},{"$error":"#N/A"},{"$error":"#N/A"},{"$error":"#N/A"},{"$error":"#N/A"},{"$error":"#N/A"},{"$error":"#N/A"},{"$error":"#N/A"},{"$error":"#N/A"},{"$error":"#N/A"},{"$error":"#N/A"},{"$error":"#N/A"},{"$error":"#N/A"},false,{"$error":"#N/A"},{"$error":"#N/A"},{"$error":"#N/A"},{"$error":"#N/A"},{"$error":"#N/A"},{"$error":"#N/A"},{"$error":"#N/A"},{"$error":"#N/A"},{"$error":"#N/A"},{"$error":"#N/A"},{"$error":"#N/A"},{"$error":"#N/A"},{"$error":"#N/A"},{"$error":"#N/A"},{"$error":"#N/A"},{"$error":"#N/A"}]
[257,3,0,90.000002656260094,46.799999632726802,0,0,0,{"$error":"#N/A"},{"$error":"#N/A"},{"$error":"#N/A"},{"$error":"#N/A"},{"$error":"#N/A"},{"$error":"#N/A"},{"$error":"#N/A"},{"$error":"#N/A"},{"$error":"#N/A"},{"$error":"#N/A"},{"$error":"#N/A"},{"$error":"#N/A"},{"$error":"#N/A"},{"$error":"#N/A"},{"$error":"#N/A"},{"$error":"#N/A"},{"$error":"#N/A"},{"$error":"#N/A"},{"$error":"#N/A"},{"$error":"#N/A"},{"$error":"#N/A"},{"$error":"#N/A"},{"$error":"#N/A"},{"$error":"#N/A"},{"$error":"#N/A"},{"$error":"#N/A"},{"$error":"#N/A"},{"$error":"#N/A"},{"$error":"#N/A"},{"$error":"#N/A"},{"$error":"#N/A"},{"$error":"#N/A"},{"$error":"#N/A"},{"$error":"#N/A"},{"$error":"#N/A"},{"$error":"#N/A"},{"$error":"#N/A"},false,{"$error":"#N/A"},{"$error":"#N/A"},{"$error":"#N/A"},{"$error":"#N/A"},{"$error":"#N/A"},{"$error":"#N/A"},{"$f":" IF($AZ$2, 1, AZ6152/100) * (1 + N6152/O6152)","v":{"$error":"#N/A"}},{"$error":"#N/A"},{"$error":"#N/A"},{"$error":"#N/A"},{"$error":"#N/A"},{"$error":"#N/A"},{"$error":"#N/A"},{"$error":"#N/A"},{"$error":"#N/A"},{"$error":"#N/A"}]
[257,20,0,90.000002656260094,288.00000072879499,0,0,0,{"$error":"#N/A"},{"$error":"#N/A"},{"$error":"#N/A"},{"$error":"#N/A"},{"$error":"#N/A"},{"$error":"#N/A"},{"$error":"#N/A"},{"$error":"#N/A"},{"$error":"#N/A"},{"$error":"#N/A"},{"$error":"#N/A"},{"$error":"#N/A"},{"$error":"#N/A"},{"$error":"#N/A"},{"$error":"#N/A"},{"$error":"#N/A"},{"$error":"#N/A"},{"$error":"#N/A"},{"$error":"#N/A"},{"$error":"#N/A"},{"$error":"#N/A"},{"$error":"#N/A"},{"$error":"#N/A"},{"$error":"#N/A"},{"$error":"#N/A"},{"$error":"#N/A"},{"$error":"#N/A"},{"$error":"#N/A"},{"$error":"#N/A"},{"$error":"#N/A"},{"$error":"#N/A"},{"$error":"#N/A"},{"$error":"#N/A"},{"$error":"#N/A"},{"$error":"#N/A"},{"$error":"#N/A"},{"$error":"#N/A"},false,{"$error":"#N/A"},{"$error":"#N/A"},{"$error":"#N/A"},{"$error":"#N/A"},{"$error":"#N/A"},{"$error":"#N/A"},{"$error":"#N/A"},{"$error":"#N/A"},{"$error":"#N/A"},{"$error":"#N/A"},{"$error":"#N/A"},{"$error":"#N/A"},{"$error":"#N/A"},{"$error":"#N/A"},{"$error":"#N/A"},{"$error":"#N/A"}]
[258,8,0,71.1999949993493,103.399995971286,217,104,350.64227,0.47926268,21.376000976562501,1993.4788000000001,2017.6561999999999,2014.4862000000001,1.53907E-2,5.5789999999999995E-4,21.461999511718702,1920.0569,1942.8092999999999,1939.5740000000001,1.53884E-2,0,21.366998291015602,2000.777,2025.0957000000001,2021.9168999999999,1.53944995E-2,6.0970000000000002E-4,21.387994384765602,1978.9586999999999,2002.8937000000001,2000.1871000000001,1.5376799999999999E-2,4.6090002000000001E-4,21.383996582031202,1987.931,2011.9797000000001,2009.1851999999999,1.5379500000000001E-2,5.2660000000000001E-4,21.326013183593702,1972.0895,1996.3376000000001,1993.5099,1.5368400000000001E-2,4.169E-4,true,0.15711299080585905,37.575205104831355,24.010940747493166,32.284654706675873,8.495981630310002,75.3,28.58684352034415,0.16652689484242353,-0.26911380160880477,43.513063063062745,27.567567567566385,0.11510522345352658,2.4680893328166142E-2,3.8239439674938827,3.852508838618387,3.8623017219245042]
[259,7,0,82.599997213858003,93.000001449595899,88,36,403.74040000000002,0.40909089999999998,14.3430114746093,576.98599999999999,597.57360000000006,577.2287,4.9245000000000001E-3,1.585E-4,14.3659912109375,556.75340000000006,576.54589999999996,556.86743000000001,4.9251E-3,0,14.3369995117187,581.08280000000002,601.8365,582.19680000000005,4.9258000000000001E-3,1.8909999999999999E-4,14.3489929199218,571.89409999999998,592.28110000000004,572.36670000000004,4.9227997999999997E-3,1.204E-4,14.3470092773437,576.9307,597.50990000000002,577.74712999999997,4.9214999999999997E-3,1.6110000000000001E-4,14.3250061035156,571.70703000000003,592.13229999999999,572.01604999999995,4.9208999999999998E-3,1.209E-4,true,3.404584807628726,36.965174129353223,19.875621890547265,57.059800664451821,16.181914331041767,75.3,32.069400630914828,3.4131662370680202,-0.27520129867465559,101.66666666668593,51.663333333337015,6.0944993131761827E-2,2.6391652117419007E-2,3.6340325896527856,3.6471857661289584,3.6563944851290713]
[260,0,0,90.000002656260094,349.20001108341302,0,0,0,{"$error":"#N/A"},{"$error":"#N/A"},{"$error":"#N/A"},{"$error":"#N/A"},{"$error":"#N/A"},{"$error":"#N/A"},{"$error":"#N/A"},{"$error":"#N/A"},{"$error":"#N/A"},{"$error":"#N/A"},{"$error":"#N/A"},{"$error":"#N/A"},{"$error":"#N/A"},{"$error":"#N/A"},{"$error":"#N/A"},{"$error":"#N/A"},{"$error":"#N/A"},{"$error":"#N/A"},{"$error":"#N/A"},{"$error":"#N/A"},{"$error":"#N/A"},{"$error":"#N/A"},{"$error":"#N/A"},{"$error":"#N/A"},{"$error":"#N/A"},{"$error":"#N/A"},{"$error":"#N/A"},{"$error":"#N/A"},{"$error":"#N/A"},{"$error":"#N/A"},{"$error":"#N/A"},{"$error":"#N/A"},{"$error":"#N/A"},{"$error":"#N/A"},{"$error":"#N/A"},{"$error":"#N/A"},{"$error":"#N/A"},false,{"$error":"#N/A"},{"$error":"#N/A"},{"$error":"#N/A"},{"$error":"#N/A"},{"$error":"#N/A"},{"$error":"#N/A"},{"$error":"#N/A"},{"$error":"#N/A"},{"$error":"#N/A"},{"$error":"#N/A"},{"$error":"#N/A"},{"$error":"#N/A"},{"$error":"#N/A"},{"$error":"#N/A"},{"$error":"#N/A"},{"$error":"#N/A"}]
[260,11,0,44.299997400264701,146.89999304572501,764,310,634.35040000000004,0.40575916000000001,40.705010986328098,4668.5860000000002,4425.4823999999999,4414.6549999999997,3.43573E-2,2.1898E-3,41.040002441406202,4388.4706999999999,4154.7782999999999,4143.723,3.4360700000000001E-2,0,40.661004638671898,4693.7655999999997,4450.0559999999996,4439.4584999999997,3.4365199999999999E-2,2.3785999999999998E-3,40.736016845703098,4640.4706999999999,4398.3154000000004,4387.5747000000001,3.4350100000000001E-2,1.977E-3,40.739007568359398,4687.6845999999996,4443.07,4432.4750000000004,3.4366300000000002E-2,2.3299000000000002E-3,40.264001464843702,4595.8842999999997,4363.2979999999998,4353.0883999999996,3.4302100000000002E-2,1.6764E-3,true,0.24466033352658062,30.745218056618199,24.599846977811783,20.313606474456236,7.9374421928865679,75.3,16.689697689286692,0.26608639984472793,-0.35759456952048657,29.828660436136467,27.476635514018561,4.3959115111746883E-2,2.2988371957677334E-2,6.3829821172099983,6.515488443751619,6.5383714114094937]
[261,11,0,44.599996308193603,147.39999446362199,284,274,14.04443,0.96478872999999998,23.946008300781202,1455.1637000000001,1460.2734,1452.7559000000001,1.05977E-2,1.2424999999999999E-3,24.189996337890602,1291.5397,1295.0382999999999,1285.9075,1.05895E-2,0,23.925012207031202,1469.2456,1474.5254,1467.6344999999999,1.05979E-2,1.3496999999999999E-3,23.955010986328102,1448.3857,1453.4306999999999,1447.0723,1.05632E-2,1.2252000000000001E-3,23.965997314453102,1469.0607,1474.1238000000001,1466.8577,1.05714E-2,1.3749000000000001E-3,23.687005615234298,1419.6808000000001,1425.9257,1418.3058000000001,1.05457995E-2,1.0231999999999999E-3,true,0.51480085852415902,29.283480238839914,25.743531418822862,10.161606268364331,7.9425057420167473,75.3,9.5293360160965808,0.70506022872064167,-1.8130454688131945,40.351360324993692,26.796937559813376,0.32849893971524935,1.8871663254094173E-3,12.668909829097782,12.75908982769082,12.975147901384826]
[262,4,0,90.000002656260094,61.8000033134524,0,0,0,{"$error":"#N/A"},{"$error":"#N/A"},{"$error":"#N/A"},{"$error":"#N/A"},{"$error":"#N/A"},{"$error":"#N/A"},{"$error":"#N/A"},{"$error":"#N/A"},{"$error":"#N/A"},{"$error":"#N/A"},{"$error":"#N/A"},{"$error":"#N/A"},{"$error":"#N/A"},{"$error":"#N/A"},{"$error":"#N/A"},{"$error":"#N/A"},{"$error":"#N/A"},{"$error":"#N/A"},{"$error":"#N/A"},{"$error":"#N/A"},{"$error":"#N/A"},{"$error":"#N/A"},{"$error":"#N/A"},{"$error":"#N/A"},{"$error":"#N/A"},{"$error":"#N/A"},{"$error":"#N/A"},{"$error":"#N/A"},{"$error":"#N/A"},{"$error":"#N/A"},{"$error":"#N/A"},{"$error":"#N/A"},{"$error":"#N/A"},{"$error":"#N/A"},{"$error":"#N/A"},{"$error":"#N/A"},{"$error":"#N/A"},false,{"$error":"#N/A"},{"$error":"#N/A"},{"$error":"#N/A"},{"$error":"#N/A"},{"$error":"#N/A"},{"$error":"#N/A"},{"$error":"#N/A"},{"$error":"#N/A"},{"$error":"#N/A"},{"$error":"#N/A"},{"$error":"#N/A"},{"$error":"#N/A"},{"$error":"#N/A"},{"$error":"#N/A"},{"$error":"#N/A"},{"$error":"#N/A"}]
[262,13,0,40.799997189031899,191.30000627204399,454,379,99.075940000000003,0.83480173000000002,34.391992187500001,2514.4821999999999,2435.2449000000001,2428.8389000000002,1.8236499999999999E-2,1.6887E-3,34.701013183593702,2293.3564000000001,2218.527,2212.0990000000002,1.8237799999999998E-2,0,34.347009277343702,2535.3609999999999,2455.8606,2449.7914999999998,1.8252600000000001E-2,1.8320999999999999E-3,34.404016113281202,2505.4023000000002,2426.3353999999999,2420.3982000000001,1.8241400000000001E-2,1.6142999999999999E-3,34.420983886718702,2536.1505999999999,2455.9967999999999,2450.4115999999999,1.8231299999999999E-2,1.8596000000000001E-3,33.920007324218702,2460.0461,2386.3872000000001,2381.1390000000001,1.82293E-2,1.2803999999999999E-3,true,0.26305362553063755,29.52520718232044,25.764848066298342,13.491916000743354,7.827083674471913,75.3,11.799135429620417,0.28974179714738124,-0.31489735127491053,136.50000000008757,80.500000000049425,6.139879614504018E-2,8.8206611660812673E-2,9.6420163913467523,9.7685491319240239,9.7979294778398263]
[263,15,0,52.700000821437598,229.50000968767699,222,215,11.551375999999999,0.96846849999999995,31.919000244140602,1045.0453,1020.2122000000001,1014.09534,7.4525996999999997E-3,1.2476E-3,32.137017822265598,882.00559999999996,860.37969999999996,854.41030000000001,7.4465E-3,0,31.895013427734298,1060.2867000000001,1035.2003999999999,1029.5260000000001,7.4672000000000002E-3,1.3500999999999999E-3,31.934991455078102,1040.749,1015.97034,1009.5598,7.4013000000000004E-3,1.2662999999999999E-3,31.934014892578102,1061.9690000000001,1036.6927000000001,1030.4821999999999,7.4451999999999999E-3,1.3851E-3,31.691003417968702,1019.3764,995.95209999999997,989.91143999999997,7.3667000000000003E-3,1.1364000000000001E-3,true,0.59956742332625379,28.592681946119818,25.223160434258141,6.6177051251678165,7.5920302199837035,75.3,6.9735489740301375,0.69380995390755396,-0.65720490244522967,32.802547770700691,24.407643312101946,0.89038412170834302,0.19552576601672422,18.485109391595707,18.576972469248183,18.689503157909023]
[264,8,0,72.800000508024695,104.900000224978,69,69,0,1,24.338006591796798,302.8725,303.51420000000002,301.39893000000001,2.6286999999999999E-3,2.9240001000000002E-4,24.389978027343702,266.48090000000002,266.99259999999998,264.83460000000002,2.6291999999999999E-3,0,24.333001708984298,306.12518,306.78050000000002,304.71118000000001,2.6297E-3,3.1760000000000002E-4,24.339990234375001,301.42910000000001,302.06628000000001,300.27480000000003,2.6220000000000002E-3,2.877E-4,24.343011474609298,307.41550000000001,308.06490000000002,306.21956999999998,2.6245000000000001E-3,3.3290000000000001E-4,24.269006347656202,295.5652,296.2568,294.22046,2.6197999999999998E-3,2.429E-4,true,0.69692620641802239,28.300000000000004,24.977777777777778,10.392770246784844,7.934505667506297,75.3,9.990081771885027,0.80826210164624734,-1.1122546974759913,41.063829787233196,24.680851063830318,0.29366895499618462,3.8027151386099689E-2,13.656363364128529,13.678880987712782,13.806477703442066]
[265,1,0,90.000002656260094,11.3999937147177,0,0,0,{"$error":"#N/A"},{"$error":"#N/A"},{"$error":"#N/A"},{"$error":"#N/A"},{"$error":"#N/A"},{"$error":"#N/A"},{"$error":"#N/A"},{"$error":"#N/A"},{"$error":"#N/A"},{"$error":"#N/A"},{"$error":"#N/A"},{"$error":"#N/A"},{"$error":"#N/A"},{"$error":"#N/A"},{"$error":"#N/A"},{"$error":"#N/A"},{"$error":"#N/A"},{"$error":"#N/A"},{"$error":"#N/A"},{"$error":"#N/A"},{"$error":"#N/A"},{"$error":"#N/A"},{"$error":"#N/A"},{"$error":"#N/A"},{"$error":"#N/A"},{"$error":"#N/A"},{"$error":"#N/A"},{"$error":"#N/A"},{"$error":"#N/A"},{"$error":"#N/A"},{"$error":"#N/A"},{"$error":"#N/A"},{"$error":"#N/A"},{"$error":"#N/A"},{"$error":"#N/A"},{"$error":"#N/A"},{"$error":"#N/A"},false,{"$error":"#N/A"},{"$error":"#N/A"},{"$error":"#N/A"},{"$error":"#N/A"},{"$error":"#N/A"},{"$error":"#N/A"},{"$error":"#N/A"},{"$error":"#N/A"},{"$error":"#N/A"},{"$error":"#N/A"},{"$error":"#N/A"},{"$error":"#N/A"},{"$error":"#N/A"},{"$error":"#N/A"},{"$error":"#N/A"},{"$error":"#N/A"}]
[265,7,0,84.099991753502493,94.800004611216096,18,18,0,1,18.295007324218702,46.327100000000002,46.406599999999997,46.275227000000001,7.1599999999999995E-4,7.0599999999999995E-5,18.305017089843702,39.033299999999997,38.985500000000002,38.900351999999998,7.1719999999999998E-4,0,18.294000244140602,47.122799999999998,47.218299999999999,47.084136999999998,7.1770000000000004E-4,7.6100000000000007E-5,18.295007324218702,46.128700000000002,46.204000000000001,46.085590000000003,7.1690000000000002E-4,6.7899999999999997E-5,18.295007324218702,47.175600000000003,47.272399999999998,47.150303000000001,7.1650000000000001E-4,7.7900003999999994E-5,18.275994873046798,44.49,44.532600000000002,44.424500000000002,7.1619999999999995E-4,5.3000000000000001E-5,true,0.28309119823472617,29.277106943436635,25.983934781697226,12.076583210603854,7.2273324572930449,75.3,11.141643059490084,0.21840940862629379,0.72066141226618841,69.999999999992767,43.333333333330927,0.11159157483611182,0.2368677720496204,18.68609623065435,19.035538854189365,18.958376006469049]
[265,20,0,90.000002656260094,285.49999363930903,0,0,0,{"$error":"#N/A"},{"$error":"#N/A"},{"$error":"#N/A"},{"$error":"#N/A"},{"$error":"#N/A"},{"$error":"#N/A"},{"$error":"#N/A"},{"$error":"#N/A"},{"$error":"#N/A"},{"$error":"#N/A"},{"$error":"#N/A"},{"$error":"#N/A"},{"$error":"#N/A"},{"$error":"#N/A"},{"$error":"#N/A"},{"$error":"#N/A"},{"$error":"#N/A"},{"$error":"#N/A"},{"$error":"#N/A"},{"$error":"#N/A"},{"$error":"#N/A"},{"$error":"#N/A"},{"$error":"#N/A"},{"$error":"#N/A"},{"$error":"#N/A"},{"$error":"#N/A"},{"$error":"#N/A"},{"$error":"#N/A"},{"$error":"#N/A"},{"$error":"#N/A"},{"$error":"#N/A"},{"$error":"#N/A"},{"$error":"#N/A"},{"$error":"#N/A"},{"$error":"#N/A"},{"$error":"#N/A"},{"$error":"#N/A"},false,{"$error":"#N/A"},{"$error":"#N/A"},{"$error":"#N/A"},{"$error":"#N/A"},{"$error":"#N/A"},{"$error":"#N/A"},{"$error":"#N/A"},{"$error":"#N/A"},{"$error":"#N/A"},{"$error":"#N/A"},{"$error":"#N/A"},{"$error":"#N/A"},{"$error":"#N/A"},{"$error":"#N/A"},{"$error":"#N/A"},{"$error":"#N/A"}]
[266,13,0,42.3000014427232,191.100013476123,694,189,682.77279999999996,0.27233429999999997,43.925012207031202,3991.4893000000002,3739.8656999999998,3729.6113,2.9128299999999999E-2,2.1488000000000002E-3,44.211999511718702,3713.8883999999998,3475.7914999999998,3465.9953999999998,2.9129599999999999E-2,0,43.881982421875001,4020.2012,3767.3755000000001,3757.3955000000001,2.9150800000000001E-2,2.3489000000000001E-3,43.942010498046898,3970.1381999999999,3719.5898000000002,3709.7546000000002,2.9144400000000001E-2,1.9672000000000001E-3,43.965997314453098,4011.9238,3758.4785000000002,3748.6912000000002,2.9126699999999998E-2,2.3088001000000002E-3,43.459985351562501,3918.5727999999999,3677.5798,3668.3071,2.913E-2,1.5823E-3,true,0.27419166415520763,30.551960006612521,25.298003400137176,19.403212688084579,8.5188811784239427,75.3,14.555612434847355,0.28183796410112705,-0.11129657857339738,-43.030303030283896,-23.636363636351199,2.1959621745515356E-2,7.7184845698918814E-2,7.4746699443095919,7.5975270668565713,7.6057775495028137]
[267,9,0,63.300002710120303,117.59999932618599,471,63,908.04083000000003,0.13375796000000001,38.218011474609398,4968.3915999999999,4751.1859999999997,4739.5204999999996,3.8008800000000002E-2,8.8750000000000005E-4,38.364007568359398,4857.3275999999996,4642.509,4630.7334000000001,3.8024700000000002E-2,0,38.202996826171898,4983.2349999999997,4765.6054999999997,4753.55,3.8056E-2,9.5699999999999995E-4,38.256005859375001,4939.125,4722.4926999999998,4710.7809999999999,3.7981599999999997E-2,6.8490000000000001E-4,38.240991210937501,4949.0919999999996,4732.3130000000001,4721.3275999999996,3.80022E-2,7.425E-4,38.227014160156202,4929.3306000000002,4713.6293999999998,4702.402,3.7946300000000002E-2,6.4300000000000002E-4,true,0.24552816917712897,51.557788944723605,24.211055276381909,39.728427507665344,7.2622779519331164,75.3,43.826816901408449,0.25364732733959033,-0.35583685817977012,39.624329159213225,26.314847942754305,0.19588432293531355,0.12402774858103482,2.2865247960627633,2.3409109169201328,2.3492412670528506]
[268,0,0,90.000002656260094,348.49997801340697,0,0,0,{"$error":"#N/A"},{"$error":"#N/A"},{"$error":"#N/A"},{"$error":"#N/A"},{"$error":"#N/A"},{"$error":"#N/A"},{"$error":"#N/A"},{"$error":"#N/A"},{"$error":"#N/A"},{"$error":"#N/A"},{"$error":"#N/A"},{"$error":"#N/A"},{"$error":"#N/A"},{"$error":"#N/A"},{"$error":"#N/A"},{"$error":"#N/A"},{"$error":"#N/A"},{"$error":"#N/A"},{"$error":"#N/A"},{"$error":"#N/A"},{"$error":"#N/A"},{"$error":"#N/A"},{"$error":"#N/A"},{"$error":"#N/A"},{"$error":"#N/A"},{"$error":"#N/A"},{"$error":"#N/A"},{"$error":"#N/A"},{"$error":"#N/A"},{"$error":"#N/A"},{"$error":"#N/A"},{"$error":"#N/A"},{"$error":"#N/A"},{"$error":"#N/A"},{"$error":"#N/A"},{"$error":"#N/A"},{"$error":"#N/A"},false,{"$error":"#N/A"},{"$error":"#N/A"},{"$error":"#N/A"},{"$error":"#N/A"},{"$error":"#N/A"},{"$error":"#N/A"},{"$error":"#N/A"},{"$error":"#N/A"},{"$error":"#N/A"},{"$error":"#N/A"},{"$error":"#N/A"},{"$error":"#N/A"},{"$error":"#N/A"},{"$error":"#N/A"},{"$error":"#N/A"},{"$error":"#N/A"}]
[268,17,0,73.900004598802994,254.00000145225999,242,97,522.87189999999998,0.40082645,26.045983886718702,2333.5781000000002,2325.4229,2320.6587,1.8051000000000001E-2,4.9370003000000001E-4,26.137994384765602,2269.1170000000002,2260.4652999999998,2255.5282999999999,1.8052800000000001E-2,0,26.032006835937501,2340.4960000000001,2332.4137999999998,2327.1646000000001,1.80559E-2,5.4140000000000004E-4,26.054986572265602,2316.0016999999998,2307.8152,2303.3040000000001,1.80454E-2,3.6519999999999999E-4,26.053979492187501,2327.366,2319.1394,2314.7004000000002,1.8047899999999999E-2,4.4949999999999998E-4,25.990014648437501,2314.4191999999998,2306.7429999999999,2302.2925,1.8038100000000001E-2,3.6019999999999997E-4,true,0.20487456281608274,40.291153415453529,20.559910414333711,48.247535596933197,8.8104857776135965,75.3,37.562687670891982,0.21840636084968426,-0.50829070316176428,38.163265306125773,27.448979591837023,5.8186573863694413E-2,2.713794382999124E-2,2.8408010693146268,2.8736384495705458,2.8875895726956742]
[269,12,0,43.499997074438703,169.39997913872,623,274,481.13085999999998,0.43980740000000001,33.247003173828098,3563.1284000000001,3465.5752000000002,3457.2053000000001,2.5902100000000001E-2,2.0644000000000001E-3,33.516015625000001,3293.9452999999999,3200.6190999999999,3193.797,2.5894400000000001E-2,0,33.192987060546898,3587.0127000000002,3489.4526000000001,3482.0535,2.5892700000000001E-2,2.2582000000000001E-3,33.252984619140598,3542.9924000000001,3445.8780000000002,3438.6203999999998,2.5894400000000001E-2,1.9168E-3,33.274011230468702,3578.2734,3480.0032000000001,3472.6377000000002,2.5892701000000001E-2,2.1903999999999999E-3,32.817010498046898,3485.7534000000001,3395.2489999999998,3388.3760000000002,2.5865200000000001E-2,1.5047999999999999E-3,true,0.24151546329163895,30.988914819136525,26.009334889148196,17.810934891485818,8.5820565051811233,75.3,13.547035458244526,0.21314938725448038,0.38427623788664755,29.999636376859211,30.617795716519719,-6.5651260504173692E-3,-3.6303668601567196E-2,8.1720573805521362,8.2782765371862066,8.2474966317521137]
[270,4,0,90.000002656260094,64.400001943875196,0,0,0,{"$error":"#N/A"},{"$error":"#N/A"},{"$error":"#N/A"},{"$error":"#N/A"},{"$error":"#N/A"},{"$error":"#N/A"},{"$error":"#N/A"},{"$error":"#N/A"},{"$error":"#N/A"},{"$error":"#N/A"},{"$error":"#N/A"},{"$error":"#N/A"},{"$error":"#N/A"},{"$error":"#N/A"},{"$error":"#N/A"},{"$error":"#N/A"},{"$error":"#N/A"},{"$error":"#N/A"},{"$error":"#N/A"},{"$error":"#N/A"},{"$error":"#N/A"},{"$error":"#N/A"},{"$error":"#N/A"},{"$error":"#N/A"},{"$error":"#N/A"},{"$error":"#N/A"},{"$error":"#N/A"},{"$error":"#N/A"},{"$error":"#N/A"},{"$error":"#N/A"},{"$error":"#N/A"},{"$error":"#N/A"},{"$error":"#N/A"},{"$error":"#N/A"},{"$error":"#N/A"},{"$error":"#N/A"},{"$error":"#N/A"},false,{"$error":"#N/A"},{"$error":"#N/A"},{"$error":"#N/A"},{"$error":"#N/A"},{"$error":"#N/A"},{"$error":"#N/A"},{"$error":"#N/A"},{"$error":"#N/A"},{"$error":"#N/A"},{"$error":"#N/A"},{"$error":"#N/A"},{"$error":"#N/A"},{"$error":"#N/A"},{"$error":"#N/A"},{"$error":"#N/A"},{"$error":"#N/A"}]
[270,21,0,90.000002656260094,295.60001839521198,0,0,0,{"$error":"#N/A"},{"$error":"#N/A"},{"$error":"#N/A"},{"$error":"#N/A"},{"$error":"#N/A"},{"$error":"#N/A"},{"$error":"#N/A"},{"$error":"#N/A"},{"$error":"#N/A"},{"$error":"#N/A"},{"$error":"#N/A"},{"$error":"#N/A"},{"$error":"#N/A"},{"$error":"#N/A"},{"$error":"#N/A"},{"$error":"#N/A"},{"$error":"#N/A"},{"$error":"#N/A"},{"$error":"#N/A"},{"$error":"#N/A"},{"$error":"#N/A"},{"$error":"#N/A"},{"$error":"#N/A"},{"$error":"#N/A"},{"$error":"#N/A"},{"$error":"#N/A"},{"$error":"#N/A"},{"$error":"#N/A"},{"$error":"#N/A"},{"$error":"#N/A"},{"$error":"#N/A"},{"$error":"#N/A"},{"$error":"#N/A"},{"$error":"#N/A"},{"$error":"#N/A"},{"$error":"#N/A"},{"$error":"#N/A"},false,{"$error":"#N/A"},{"$error":"#N/A"},{"$error":"#N/A"},{"$error":"#N/A"},{"$error":"#N/A"},{"$error":"#N/A"},{"$error":"#N/A"},{"$error":"#N/A"},{"$error":"#N/A"},{"$error":"#N/A"},{"$error":"#N/A"},{"$error":"#N/A"},{"$error":"#N/A"},{"$error":"#N/A"},{"$error":"#N/A"},{"$error":"#N/A"}]
[271,14,0,48.199997774410598,210.499994663775,437,312,187.53774999999999,0.7139588,40.938989257812501,2467.6858000000002,2335.0571,2329.3766999999998,1.7935900000000001E-2,1.6321E-3,41.230981445312501,2252.7483000000002,2129.2388000000001,2123.5549999999998,1.79279E-2,0,40.902001953125001,2486.7604999999999,2353.4531000000002,2347.7932000000001,1.79431E-2,1.7707000000000001E-3,40.954980468750001,2454.5989,2322.5214999999998,2317.1491999999998,1.79087E-2,1.5594000000000001E-3,40.961999511718702,2484.5364,2350.8496,2345.6199000000001,1.7919999999999998E-2,1.7767E-3,40.576989746093702,2420.5909999999999,2293.4252999999999,2288.4733999999999,1.7891399999999998E-2,1.3173E-3,true,0.24326599979076274,29.869394862864606,25.26991728341315,13.550083365396937,7.8274128875585935,75.3,11.989461430059434,0.26694046717541714,-0.28384411358551392,38.076923076923585,26.048951048951487,0.19208541100135257,4.0126845416899037E-2,9.5411236133215596,9.6662854349638891,9.6923178349512966]
[272,8,0,74.999998975534496,107.500003712424,202,58,556.3732,0.28712872,27.407006835937501,1991.7791999999999,1975.6609000000001,1970.2007000000001,1.5564400000000001E-2,3.7120000000000002E-4,27.478997802734298,1942.9707000000001,1926.7723000000001,1921.4525000000001,1.5563199999999999E-2,0,27.403009033203102,1997.1069,1980.9819,1975.5522000000001,1.5567599999999999E-2,4.0880000000000002E-4,27.430017089843702,1975.8296,1959.6893,1954.7556999999999,1.55601E-2,2.5359999999999998E-4,27.421014404296798,1983.6313,1967.4848999999999,1962.3782000000001,1.55604E-2,3.1320000000000002E-4,27.386010742187501,1975.6089999999999,1959.7506000000001,1954.7417,1.5554E-2,2.5829999999999999E-4,true,0.27637333916969181,47.413479052823298,19.143897996357012,61.198738170347021,9.1976516634050824,75.3,42.929956896551722,0.27609904917150752,1.1775257799207082E-2,41.249999999997968,29.531250000000085,4.8200204368864519E-2,2.0555512731557091E-2,2.5120553799395875,2.5373314739889086,2.5370494456667543]
[273,1,0,90.000002656260094,11.8999939183589,0,0,0,{"$error":"#N/A"},{"$error":"#N/A"},{"$error":"#N/A"},{"$error":"#N/A"},{"$error":"#N/A"},{"$error":"#N/A"},{"$error":"#N/A"},{"$error":"#N/A"},{"$error":"#N/A"},{"$error":"#N/A"},{"$error":"#N/A"},{"$error":"#N/A"},{"$error":"#N/A"},{"$error":"#N/A"},{"$error":"#N/A"},{"$error":"#N/A"},{"$error":"#N/A"},{"$error":"#N/A"},{"$error":"#N/A"},{"$error":"#N/A"},{"$error":"#N/A"},{"$error":"#N/A"},{"$error":"#N/A"},{"$error":"#N/A"},{"$error":"#N/A"},{"$error":"#N/A"},{"$error":"#N/A"},{"$error":"#N/A"},{"$error":"#N/A"},{"$error":"#N/A"},{"$error":"#N/A"},{"$error":"#N/A"},{"$error":"#N/A"},{"$error":"#N/A"},{"$error":"#N/A"},{"$error":"#N/A"},{"$error":"#N/A"},false,{"$error":"#N/A"},{"$error":"#N/A"},{"$error":"#N/A"},{"$error":"#N/A"},{"$error":"#N/A"},{"$error":"#N/A"},{"$error":"#N/A"},{"$error":"#N/A"},{"$error":"#N/A"},{"$error":"#N/A"},{"$error":"#N/A"},{"$error":"#N/A"},{"$error":"#N/A"},{"$error":"#N/A"},{"$error":"#N/A"},{"$error":"#N/A"}]
[273,16,0,64.999999759733001,240.59999842318601,385,62,764.28314,0.16103896000000001,43.407983398437501,4043.5513000000001,3795.7267999999999,3788.415,3.09369E-2,7.4359996000000002E-4,43.542993164062501,3946.6480000000001,3702.8593999999998,3695.6812,3.0929700000000001E-2,0,43.422998046875001,4052.4177,3803.8593999999998,3796.2366000000002,3.09463E-2,8.0289999999999995E-4,43.443994140625001,4015.7006999999999,3769.1143000000002,3762.183,3.0900899999999999E-2,5.6349999999999998E-4,43.435998535156202,4025.8914,3778.7730000000001,3771.7026000000001,3.0921400000000002E-2,6.2219996E-4,43.422998046875001,4009.0796,3763.12,3756.2069999999999,3.0873600000000001E-2,5.398E-4,true,0.19263240968765055,51.929627150304427,22.876214988453878,42.484472049689437,7.3857317225059056,75.3,42.604224938366052,0.19385559170839253,-5.2112721952256483E-2,35.209205020919974,25.711297071129103,0.14692128708224672,3.0375198327425856E-2,2.4553317144067557,2.5079915267644268,2.5092478214841685]
[274,12,0,45.400001491043,169.70000718878899,588,253,477.10397,0.43027209999999999,39.635003662109398,3359.511,3195.4375,3188.6372000000001,2.44377E-2,1.9608E-3,39.912988281250001,3103.0893999999998,2948.2840000000001,2943.2082999999998,2.4429099999999999E-2,0,39.566003417968702,3382.8955000000001,3218.4839999999999,3212.7305000000001,2.4432100000000002E-2,2.1464000000000001E-3,39.632989501953098,3340.7383,3177.5549999999998,3171.7314000000001,2.4434099000000001E-2,1.82E-3,39.659997558593702,3372.4196999999999,3207.4367999999999,3201.5059999999999,2.44307E-2,2.0671000000000001E-3,39.175012207031202,3285.0322000000001,3129.5756999999999,3124.2039,2.4406400000000002E-2,1.4193000000000001E-3,true,0.21281279949928231,31.22414325409077,26.185551096017289,17.934065934065945,8.6470368989936759,75.3,13.463127294981641,0.17215777041832891,0.547343831698056,30.576131687243706,31.398765432099356,-8.1811897381545151E-3,-2.292066584532737E-2,8.263429342383759,8.3829610715928276,8.3388219583371104]
[275,5,0,90.000002656260094,77.499996350973106,0,0,0,{"$error":"#N/A"},{"$error":"#N/A"},{"$error":"#N/A"},{"$error":"#N/A"},{"$error":"#N/A"},{"$error":"#N/A"},{"$error":"#N/A"},{"$error":"#N/A"},{"$error":"#N/A"},{"$error":"#N/A"},{"$error":"#N/A"},{"$error":"#N/A"},{"$error":"#N/A"},{"$error":"#N/A"},{"$error":"#N/A"},{"$error":"#N/A"},{"$error":"#N/A"},{"$error":"#N/A"},{"$error":"#N/A"},{"$error":"#N/A"},{"$error":"#N/A"},{"$error":"#N/A"},{"$error":"#N/A"},{"$error":"#N/A"},{"$error":"#N/A"},{"$error":"#N/A"},{"$error":"#N/A"},{"$error":"#N/A"},{"$error":"#N/A"},{"$error":"#N/A"},{"$error":"#N/A"},{"$error":"#N/A"},{"$error":"#N/A"},{"$error":"#N/A"},{"$error":"#N/A"},{"$error":"#N/A"},{"$error":"#N/A"},false,{"$error":"#N/A"},{"$error":"#N/A"},{"$error":"#N/A"},{"$error":"#N/A"},{"$error":"#N/A"},{"$error":"#N/A"},{"$error":"#N/A"},{"$error":"#N/A"},{"$error":"#N/A"},{"$error":"#N/A"},{"$error":"#N/A"},{"$error":"#N/A"},{"$error":"#N/A"},{"$error":"#N/A"},{"$error":"#N/A"},{"$error":"#N/A"}]
[275,18,0,86.699995240948596,262.29999390440202,15,15,0,1,24.230004882812501,31.905000000000001,31.893000000000001,31.847470000000001,5.888E-4,5.7600002000000003E-5,24.240014648437501,26.510300000000001,26.496700000000001,26.464843999999999,5.886E-4,0,24.230004882812501,32.380000000000003,32.368200000000002,32.323807000000002,5.8889999999999995E-4,6.2199999999999994E-5,24.230004882812501,31.7074,31.695098999999999,31.654181999999999,5.8870000000000005E-4,5.5600000000000003E-5,24.231011962890602,32.3735,32.361600000000003,32.319298000000003,5.8839999999999999E-4,6.3E-5,24.219995117187501,30.444500000000001,30.4314,30.394178,5.8839999999999999E-4,4.3000000000000002E-5,{"$f":"IF(ISNUMBER(O6599),IF(O6599>0,TRUE,FALSE),FALSE)","v":true},{"$f":" 100 * IF(AT6599,(L6599-M6599)/L6599,NA())","v":0.14275859906562383},{"$f":" 100 * IF(AT6599, $AS$4 + (AA6599 - AS6599) * ($AM$4 - $AS$4) /(AM6599 - AS6599),NA())","v":29.599999999999998},{"$f":" 100 * (IF(AT6599, $AS$4 + (AG6599 - AS6599) * ($AM$4 - $AS$4) /(AM6599 - AS6599),NA()) )","v":26.3},{"$f":" 100 * (IF(AT6599,AA6599/AG6599-1,NA()))","v":11.870503597122294},{"$f":" 100 * (IF(AT6599,1-O6599/AA6599,NA()))","v":7.3954951768488648},{"$f":"IF(AT6599,$AZ$5,NA())","v":75.3},11.222221867283963,{"$f":" 100 * IF(AT6599,(R6599-S6599)/R6599,NA())","v":0.12022629233074766},{"$f":"(AU6599-BB6599)*BA6599","v":0.25286254536047698},{"$f":" 100 * (IF(AT6599, $AS$4 + (Z6599 - AR6599) * ($AM$4 - $AS$4) /(AL6599 - AR6599),NA()))","v":{"$error":"#DIV/0!"}},{"$f":" 100 * (IF(AT6599, $AS$4 + (AF6599 - AR6599) * ($AM$4 - $AS$4) /(AL6599 - AR6599),NA()))","v":{"$error":"#DIV/0!"}},{"$f":" 100 * (IF(AT6599,Z6599/AF6599-1,NA()))","v":3.397316120263838E-2},{"$f":" 100 * (IF(AT6599,1-N6599/Z6599,NA()))","v":1.6980811682787422E-2},{"$f":"100 * IF(AT6599,(K6599-Q6599)/Q6599,NA())","v":20.3494490820549},20.365932361388399,20.338778494216715]
[276,16,0,65.900001340543099,240.099997005289,326,136,465.30941999999999,0.41717791999999998,41.637994384765598,3031.2573000000002,2862.2166000000002,2858.0189999999998,2.2990099999999999E-2,8.8800000000000001E-4,41.788995361328098,2914.8764999999999,2750.665,2746.3009999999999,2.29865E-2,0,41.639001464843702,3041.9585000000002,2872.3267000000001,2868.0439999999999,2.3001899999999999E-2,9.5849995999999999E-4,41.662988281250001,3010.9077000000002,2842.7172999999998,2838.6592000000001,2.2955199999999999E-2,7.672E-4,41.663995361328098,3024.9524000000001,2855.9924000000001,2851.94,2.29818E-2,8.4800000000000001E-4,41.579003906250001,3000.4989999999998,2833.7233999999999,2829.6372000000001,2.29293E-2,7.1330000000000005E-4,true,0.14665556757655659,38.203412026726056,24.001484780994801,24.934822732012506,7.3552387002707835,75.3,26.889752252252251,0.15865254402117426,-0.32259572437187517,33.828571428571124,24.933333333333067,0.20343974350038874,5.1300109990914944E-2,3.9926494312880965,4.0554411387791767,4.0679444824147044]
[276,17,0,76.099998209289396,251.39999796481399,218,75,595.26775999999995,0.34403669999999997,37.353997802734398,2079.0632000000001,1992.3275000000001,1985.8272999999999,1.6201299999999998E-2,4.0039999999999997E-4,37.424005126953098,2026.9241,1941.8090999999999,1935.3561999999999,1.6203599999999999E-2,0,37.35,2085.1176999999998,1998.1587999999999,1991.4623999999999,1.6206600000000002E-2,4.4129998000000002E-4,37.373986816406202,2062.2213999999999,1976.0211999999999,1969.8774000000001,1.6196499999999999E-2,2.766E-4,37.363000488281202,2071.6752999999999,1985.1738,1979.5337,1.6197799999999998E-2,3.479E-4,37.326013183593702,2062.3935999999999,1976.5283999999999,1970.5305000000001,1.61916E-2,2.8289999999999999E-4,true,0.32626162114412299,44.369227692307689,19.030769230769234,59.544461315979767,9.2680674945872514,75.3,41.462787212787212,0.33231382013813821,-0.25094103905829757,44.19354838710688,27.903225806452152,6.2359151668589519E-2,3.2702726049904651E-2,2.5723262158657101,2.6016151639211165,2.6078455221834607]
[277,20,0,90.000002656260094,282.09999954008401,0,0,0,{"$error":"#N/A"},{"$error":"#N/A"},{"$error":"#N/A"},{"$error":"#N/A"},{"$error":"#N/A"},{"$error":"#N/A"},{"$error":"#N/A"},{"$error":"#N/A"},{"$error":"#N/A"},{"$error":"#N/A"},{"$error":"#N/A"},{"$error":"#N/A"},{"$error":"#N/A"},{"$error":"#N/A"},{"$error":"#N/A"},{"$error":"#N/A"},{"$error":"#N/A"},{"$error":"#N/A"},{"$error":"#N/A"},{"$error":"#N/A"},{"$error":"#N/A"},{"$error":"#N/A"},{"$error":"#N/A"},{"$error":"#N/A"},{"$error":"#N/A"},{"$error":"#N/A"},{"$error":"#N/A"},{"$error":"#N/A"},{"$error":"#N/A"},{"$error":"#N/A"},{"$error":"#N/A"},{"$error":"#N/A"},{"$error":"#N/A"},{"$error":"#N/A"},{"$error":"#N/A"},{"$error":"#N/A"},{"$error":"#N/A"},false,{"$error":"#N/A"},{"$error":"#N/A"},{"$error":"#N/A"},{"$error":"#N/A"},{"$error":"#N/A"},{"$error":"#N/A"},{"$error":"#N/A"},{"$error":"#N/A"},{"$error":"#N/A"},{"$error":"#N/A"},{"$error":"#N/A"},{"$error":"#N/A"},{"$error":"#N/A"},{"$error":"#N/A"},{"$error":"#N/A"},{"$error":"#N/A"}]
[278,4,0,90.000002656260094,66.699991952322307,0,0,0,{"$error":"#N/A"},{"$error":"#N/A"},{"$error":"#N/A"},{"$error":"#N/A"},{"$error":"#N/A"},{"$error":"#N/A"},{"$error":"#N/A"},{"$error":"#N/A"},{"$error":"#N/A"},{"$error":"#N/A"},{"$error":"#N/A"},{"$error":"#N/A"},{"$error":"#N/A"},{"$error":"#N/A"},{"$error":"#N/A"},{"$error":"#N/A"},{"$error":"#N/A"},{"$error":"#N/A"},{"$error":"#N/A"},{"$error":"#N/A"},{"$error":"#N/A"},{"$error":"#N/A"},{"$error":"#N/A"},{"$error":"#N/A"},{"$error":"#N/A"},{"$error":"#N/A"},{"$error":"#N/A"},{"$error":"#N/A"},{"$error":"#N/A"},{"$error":"#N/A"},{"$error":"#N/A"},{"$error":"#N/A"},{"$error":"#N/A"},{"$error":"#N/A"},{"$error":"#N/A"},{"$error":"#N/A"},{"$error":"#N/A"},false,{"$error":"#N/A"},{"$error":"#N/A"},{"$error":"#N/A"},{"$error":"#N/A"},{"$error":"#N/A"},{"$error":"#N/A"},{"$error":"#N/A"},{"$error":"#N/A"},{"$error":"#N/A"},{"$error":"#N/A"},{"$error":"#N/A"},{"$error":"#N/A"},{"$error":"#N/A"},{"$error":"#N/A"},{"$error":"#N/A"},{"$error":"#N/A"}]
[278,21,0,90.000002656260094,293.29998467355398,0,0,0,{"$error":"#N/A"},{"$error":"#N/A"},{"$error":"#N/A"},{"$error":"#N/A"},{"$error":"#N/A"},{"$error":"#N/A"},{"$error":"#N/A"},{"$error":"#N/A"},{"$error":"#N/A"},{"$error":"#N/A"},{"$error":"#N/A"},{"$error":"#N/A"},{"$error":"#N/A"},{"$error":"#N/A"},{"$error":"#N/A"},{"$error":"#N/A"},{"$error":"#N/A"},{"$error":"#N/A"},{"$error":"#N/A"},{"$error":"#N/A"},{"$error":"#N/A"},{"$error":"#N/A"},{"$error":"#N/A"},{"$error":"#N/A"},{"$error":"#N/A"},{"$error":"#N/A"},{"$error":"#N/A"},{"$error":"#N/A"},{"$error":"#N/A"},{"$error":"#N/A"},{"$error":"#N/A"},{"$error":"#N/A"},{"$error":"#N/A"},{"$error":"#N/A"},{"$error":"#N/A"},{"$error":"#N/A"},{"$error":"#N/A"},false,{"$error":"#N/A"},{"$error":"#N/A"},{"$error":"#N/A"},{"$error":"#N/A"},{"$error":"#N/A"},{"$error":"#N/A"},{"$error":"#N/A"},{"$error":"#N/A"},{"$error":"#N/A"},{"$error":"#N/A"},{"$error":"#N/A"},{"$error":"#N/A"},{"$error":"#N/A"},{"$error":"#N/A"},{"$error":"#N/A"},{"$error":"#N/A"}]
[279,22,0,90.000002656260094,307.20002797671202,0,0,0,{"$error":"#N/A"},{"$error":"#N/A"},{"$error":"#N/A"},{"$error":"#N/A"},{"$error":"#N/A"},{"$error":"#N/A"},{"$error":"#N/A"},{"$error":"#N/A"},{"$error":"#N/A"},{"$error":"#N/A"},{"$error":"#N/A"},{"$error":"#N/A"},{"$error":"#N/A"},{"$error":"#N/A"},{"$error":"#N/A"},{"$error":"#N/A"},{"$error":"#N/A"},{"$error":"#N/A"},{"$error":"#N/A"},{"$error":"#N/A"},{"$error":"#N/A"},{"$error":"#N/A"},{"$error":"#N/A"},{"$error":"#N/A"},{"$error":"#N/A"},{"$error":"#N/A"},{"$error":"#N/A"},{"$error":"#N/A"},{"$error":"#N/A"},{"$error":"#N/A"},{"$error":"#N/A"},{"$error":"#N/A"},{"$error":"#N/A"},{"$error":"#N/A"},{"$error":"#N/A"},{"$error":"#N/A"},{"$error":"#N/A"},false,{"$error":"#N/A"},{"$error":"#N/A"},{"$error":"#N/A"},{"$error":"#N/A"},{"$error":"#N/A"},{"$error":"#N/A"},{"$error":"#N/A"},{"$error":"#N/A"},{"$error":"#N/A"},{"$error":"#N/A"},{"$error":"#N/A"},{"$error":"#N/A"},{"$error":"#N/A"},{"$error":"#N/A"},{"$error":"#N/A"},{"$error":"#N/A"}]
[280,8,0,77.199997443044197,109.599996067926,95,87,36.109462999999998,0.91578950000000003,17.458001708984298,511.78800000000001,524.68176000000005,523.14279999999997,4.2107003E-3,3.6249999999999998E-4,17.516015625000001,465.65809999999999,477.24029999999999,475.60543999999999,4.2110999999999997E-3,0,17.452996826171798,516.07950000000005,529.09950000000003,527.60260000000005,4.2126999999999998E-3,3.9429999999999999E-4,17.459008789062501,509.35449999999997,522.18640000000005,520.8578,4.2075003E-3,3.4670000000000002E-4,17.463983154296798,515.58249999999998,528.56880000000001,527.19979999999998,4.2065999999999996E-3,3.9649999999999999E-4,17.382012939453102,500.60340000000002,513.33109999999999,511.98932000000002,4.2046000000000002E-3,2.81E-4,true,0.29331303607735254,29.809523809523807,25.688311688311693,13.729449091433498,8.0649251838701534,75.3,12.615724965517241,0.34256537010809929,-0.62135390004168611,60.500000000010189,34.501500000003325,0.12358169053487966,4.7468369454262138E-2,9.9063883995575335,9.9407908343029838,9.9951253711479797]
[281,1,0,90.000002656260094,12.699996672696599,0,0,0,{"$error":"#N/A"},{"$error":"#N/A"},{"$error":"#N/A"},{"$error":"#N/A"},{"$error":"#N/A"},{"$error":"#N/A"},{"$error":"#N/A"},{"$error":"#N/A"},{"$error":"#N/A"},{"$error":"#N/A"},{"$error":"#N/A"},{"$error":"#N/A"},{"$error":"#N/A"},{"$error":"#N/A"},{"$error":"#N/A"},{"$error":"#N/A"},{"$error":"#N/A"},{"$error":"#N/A"},{"$error":"#N/A"},{"$error":"#N/A"},{"$error":"#N/A"},{"$error":"#N/A"},{"$error":"#N/A"},{"$error":"#N/A"},{"$error":"#N/A"},{"$error":"#N/A"},{"$error":"#N/A"},{"$error":"#N/A"},{"$error":"#N/A"},{"$error":"#N/A"},{"$error":"#N/A"},{"$error":"#N/A"},{"$error":"#N/A"},{"$error":"#N/A"},{"$error":"#N/A"},{"$error":"#N/A"},{"$error":"#N/A"},false,{"$error":"#N/A"},{"$error":"#N/A"},{"$error":"#N/A"},{"$error":"#N/A"},{"$error":"#N/A"},{"$error":"#N/A"},{"$error":"#N/A"},{"$error":"#N/A"},{"$error":"#N/A"},{"$error":"#N/A"},{"$error":"#N/A"},{"$error":"#N/A"},{"$error":"#N/A"},{"$error":"#N/A"},{"$error":"#N/A"},{"$error":"#N/A"}]
[282,0,0,90.000002656260094,347.299982381691,0,0,0,{"$error":"#N/A"},{"$error":"#N/A"},{"$error":"#N/A"},{"$error":"#N/A"},{"$error":"#N/A"},{"$error":"#N/A"},{"$error":"#N/A"},{"$error":"#N/A"},{"$error":"#N/A"},{"$error":"#N/A"},{"$error":"#N/A"},{"$error":"#N/A"},{"$error":"#N/A"},{"$error":"#N/A"},{"$error":"#N/A"},{"$error":"#N/A"},{"$error":"#N/A"},{"$error":"#N/A"},{"$error":"#N/A"},{"$error":"#N/A"},{"$error":"#N/A"},{"$error":"#N/A"},{"$error":"#N/A"},{"$error":"#N/A"},{"$error":"#N/A"},{"$error":"#N/A"},{"$error":"#N/A"},{"$error":"#N/A"},{"$error":"#N/A"},{"$error":"#N/A"},{"$error":"#N/A"},{"$error":"#N/A"},{"$error":"#N/A"},{"$error":"#N/A"},{"$error":"#N/A"},{"$error":"#N/A"},{"$error":"#N/A"},false,{"$error":"#N/A"},{"$error":"#N/A"},{"$error":"#N/A"},{"$error":"#N/A"},{"$error":"#N/A"},{"$error":"#N/A"},{"$error":"#N/A"},{"$error":"#N/A"},{"$error":"#N/A"},{"$error":"#N/A"},{"$error":"#N/A"},{"$error":"#N/A"},{"$error":"#N/A"},{"$error":"#N/A"},{"$error":"#N/A"},{"$error":"#N/A"}]
[282,12,0,48.400000284378798,170.40000140260801,254,247,10.543341,0.97244096000000002,19.600000000000001,1349.1365000000001,1373.7235000000001,1368.8518999999999,1.0038200000000001E-2,9.9189999999999999E-4,19.764001464843702,1219.4007999999999,1240.9884,1236.1511,1.0037600000000001E-2,0,19.583001708984298,1360.6416999999999,1385.5116,1380.7867000000001,1.00398E-2,1.0784001E-3,19.598016357421798,1344.8140000000001,1369.3230000000001,1365.1917000000001,1.0034899999999999E-2,9.6210000000000002E-4,19.606011962890602,1364.2063000000001,1389.0346999999999,1384.9763,1.0038E-2,1.1073000000000001E-3,19.366998291015602,1317.2123999999999,1342.2563,1337.8726999999999,1.0018600000000001E-2,7.6749999999999995E-4,true,0.35462740500545931,29.149502648616831,25.726898175397295,12.088150919862795,8.0211509624303687,75.3,11.120173404577075,0.38979413506201299,-0.39106013630082959,30.927835051546282,28.402061855669697,4.8829584749232602E-2,1.5936572441677122E-2,10.639299236149443,10.695917866758473,10.734998334750488]
[283,5,0,90.000002656260094,79.699994818482907,0,0,0,{"$error":"#N/A"},{"$error":"#N/A"},{"$error":"#N/A"},{"$error":"#N/A"},{"$error":"#N/A"},{"$error":"#N/A"},{"$error":"#N/A"},{"$error":"#N/A"},{"$error":"#N/A"},{"$error":"#N/A"},{"$error":"#N/A"},{"$error":"#N/A"},{"$error":"#N/A"},{"$error":"#N/A"},{"$error":"#N/A"},{"$error":"#N/A"},{"$error":"#N/A"},{"$error":"#N/A"},{"$error":"#N/A"},{"$error":"#N/A"},{"$error":"#N/A"},{"$error":"#N/A"},{"$error":"#N/A"},{"$error":"#N/A"},{"$error":"#N/A"},{"$error":"#N/A"},{"$error":"#N/A"},{"$error":"#N/A"},{"$error":"#N/A"},{"$error":"#N/A"},{"$error":"#N/A"},{"$error":"#N/A"},{"$error":"#N/A"},{"$error":"#N/A"},{"$error":"#N/A"},{"$error":"#N/A"},{"$error":"#N/A"},false,{"$error":"#N/A"},{"$error":"#N/A"},{"$error":"#N/A"},{"$error":"#N/A"},{"$error":"#N/A"},{"$error":"#N/A"},{"$error":"#N/A"},{"$error":"#N/A"},{"$error":"#N/A"},{"$error":"#N/A"},{"$error":"#N/A"},{"$error":"#N/A"},{"$error":"#N/A"},{"$error":"#N/A"},{"$error":"#N/A"},{"$error":"#N/A"}]
[284,3,0,90.000002656260094,54.499999126034403,0,0,0,{"$error":"#N/A"},{"$error":"#N/A"},{"$error":"#N/A"},{"$error":"#N/A"},{"$error":"#N/A"},{"$error":"#N/A"},{"$error":"#N/A"},{"$error":"#N/A"},{"$error":"#N/A"},{"$error":"#N/A"},{"$error":"#N/A"},{"$error":"#N/A"},{"$error":"#N/A"},{"$error":"#N/A"},{"$error":"#N/A"},{"$error":"#N/A"},{"$error":"#N/A"},{"$error":"#N/A"},{"$error":"#N/A"},{"$error":"#N/A"},{"$error":"#N/A"},{"$error":"#N/A"},{"$error":"#N/A"},{"$error":"#N/A"},{"$error":"#N/A"},{"$error":"#N/A"},{"$error":"#N/A"},{"$error":"#N/A"},{"$error":"#N/A"},{"$error":"#N/A"},{"$error":"#N/A"},{"$error":"#N/A"},{"$error":"#N/A"},{"$error":"#N/A"},{"$error":"#N/A"},{"$error":"#N/A"},{"$error":"#N/A"},false,{"$error":"#N/A"},{"$error":"#N/A"},{"$error":"#N/A"},{"$error":"#N/A"},{"$error":"#N/A"},{"$error":"#N/A"},{"$error":"#N/A"},{"$error":"#N/A"},{"$error":"#N/A"},{"$error":"#N/A"},{"$error":"#N/A"},{"$error":"#N/A"},{"$error":"#N/A"},{"$error":"#N/A"},{"$error":"#N/A"},{"$error":"#N/A"}]
[284,16,0,68.299997460997602,237.60000934389799,110,110,0,1,18.736993408203102,486.16090000000003,496.29759999999999,492.76690000000002,3.7840999999999999E-3,5.8799999999999998E-4,18.821008300781202,411.58170000000001,419.95920000000001,416.41964999999999,3.7848999999999999E-3,0,18.730004882812501,493.2321,503.53870000000001,499.72714000000002,3.7917000999999999E-3,6.357E-4,18.738000488281202,484.43470000000002,494.53359999999998,491.02030000000002,3.7664E-3,5.9190000000000002E-4,18.734002685546798,493.99250000000001,504.30650000000003,501.012,3.7822002E-3,6.5129999999999995E-4,18.649987792968702,473.51889999999997,483.51440000000002,479.93027000000001,3.7537E-3,5.1920000000000004E-4,true,0.71140783271971642,28.819076457229375,25.503406510219534,7.3998986315255921,7.5035394053799003,75.3,7.4355442176870747,0.84283187509644264,-0.9772092783593278,33.333274854211524,24.456109079936304,0.67173162701783529,0.20044043040218229,18.120144797497073,18.1775753454145,18.334209252613327]
[285,9,0,68.499999970965902,122.599994077063,201,158,117.32567,0.78606962999999996,18.980981445312501,1314.7746999999999,1341.4327000000001,1338.3453,9.8913999999999998E-3,8.7580000000000004E-4,19.137017822265602,1200.7777000000001,1224.5402999999999,1220.9362000000001,9.8948000000000005E-3,0,18.963006591796798,1326.2769000000001,1353.2482,1349.9929,9.9092999999999994E-3,9.458E-4,18.995996093750001,1307.6531,1334.0990999999999,1330.9722999999999,9.8685995000000002E-3,8.4449999999999998E-4,18.995996093750001,1319.2521999999999,1345.9382000000001,1342.6167,9.8835999999999993E-3,9.1779999999999997E-4,18.861993408203102,1290.5219999999999,1317.2085999999999,1314.1210000000001,9.8442990000000008E-3,7.3740000000000003E-4,true,0.23015690611986095,31.552106430155213,25.936807095343678,11.995263469508588,7.4011418904630926,75.3,12.294131080155285,0.2943226939938024,-0.78886260698367472,36.539273809826966,26.183176000610754,0.41242427560261863,0.18063839019910599,9.4935973577790325,9.545818949364115,9.6163173800563726]
[286,5,0,90.000002656260094,80.699997654277098,0,0,0,{"$error":"#N/A"},{"$error":"#N/A"},{"$error":"#N/A"},{"$error":"#N/A"},{"$error":"#N/A"},{"$error":"#N/A"},{"$error":"#N/A"},{"$error":"#N/A"},{"$error":"#N/A"},{"$error":"#N/A"},{"$error":"#N/A"},{"$error":"#N/A"},{"$error":"#N/A"},{"$error":"#N/A"},{"$error":"#N/A"},{"$error":"#N/A"},{"$error":"#N/A"},{"$error":"#N/A"},{"$error":"#N/A"},{"$error":"#N/A"},{"$error":"#N/A"},{"$error":"#N/A"},{"$error":"#N/A"},{"$error":"#N/A"},{"$error":"#N/A"},{"$error":"#N/A"},{"$error":"#N/A"},{"$error":"#N/A"},{"$error":"#N/A"},{"$error":"#N/A"},{"$error":"#N/A"},{"$error":"#N/A"},{"$error":"#N/A"},{"$error":"#N/A"},{"$error":"#N/A"},{"$error":"#N/A"},{"$error":"#N/A"},false,{"$error":"#N/A"},{"$error":"#N/A"},{"$error":"#N/A"},{"$error":"#N/A"},{"$error":"#N/A"},{"$error":"#N/A"},{"$error":"#N/A"},{"$error":"#N/A"},{"$error":"#N/A"},{"$error":"#N/A"},{"$error":"#N/A"},{"$error":"#N/A"},{"$error":"#N/A"},{"$error":"#N/A"},{"$error":"#N/A"},{"$error":"#N/A"}]
[286,20,0,90.000002656260094,279.299983828623,0,0,0,{"$error":"#N/A"},{"$error":"#N/A"},{"$error":"#N/A"},{"$error":"#N/A"},{"$error":"#N/A"},{"$error":"#N/A"},{"$error":"#N/A"},{"$error":"#N/A"},{"$error":"#N/A"},{"$error":"#N/A"},{"$error":"#N/A"},{"$error":"#N/A"},{"$error":"#N/A"},{"$error":"#N/A"},{"$error":"#N/A"},{"$error":"#N/A"},{"$error":"#N/A"},{"$error":"#N/A"},{"$error":"#N/A"},{"$error":"#N/A"},{"$error":"#N/A"},{"$error":"#N/A"},{"$error":"#N/A"},{"$error":"#N/A"},{"$error":"#N/A"},{"$error":"#N/A"},{"$error":"#N/A"},{"$error":"#N/A"},{"$error":"#N/A"},{"$error":"#N/A"},{"$error":"#N/A"},{"$error":"#N/A"},{"$error":"#N/A"},{"$error":"#N/A"},{"$error":"#N/A"},{"$error":"#N/A"},{"$error":"#N/A"},false,{"$error":"#N/A"},{"$error":"#N/A"},{"$error":"#N/A"},{"$error":"#N/A"},{"$error":"#N/A"},{"$error":"#N/A"},{"$error":"#N/A"},{"$error":"#N/A"},{"$error":"#N/A"},{"$error":"#N/A"},{"$error":"#N/A"},{"$error":"#N/A"},{"$error":"#N/A"},{"$error":"#N/A"},{"$error":"#N/A"},{"$error":"#N/A"}]
[287,13,0,50.299999843959696,189.39999699841701,628,100,826.59142999999995,0.15923567,37.347009277343702,3622.0913,3473.3454999999999,3463.2417,2.6491799999999999E-2,1.9296999999999999E-3,37.645989990234398,3369.0639999999999,3227.0590000000002,3218.7707999999998,2.6472099999999998E-2,0,37.274011230468702,3645.9204,3497.1073999999999,3487.9333000000001,2.6483900000000001E-2,2.1212000000000002E-3,37.361993408203098,3598.4348,3450.45,3440.7959999999998,2.6485799000000001E-2,1.753E-3,37.372003173828098,3630.3215,3480.9214000000002,3471.3923,2.6472200000000001E-2,2.0125999999999998E-3,36.864007568359398,3547.0351999999998,3407.0111999999999,3398.3137000000002,2.6460498999999998E-2,1.3818999000000001E-3,true,0.29089533419580244,31.721896032678607,25.883939133670665,21.003993154592138,9.0279087309070416,75.3,14.728455200290201,0.25683447374220353,0.50166385727416762,39.999145372187897,41.622083582596566,-7.1698799798292079E-3,-2.9829443548723411E-2,7.5103144374817523,7.6319181025199629,7.5951633462065793]
[287,14,0,53.900001310176599,207.600001982446,571,90,816.36620000000005,0.15761821000000001,38.170983886718702,3735.3256999999999,3571.7204999999999,3560.2273,2.78044E-2,1.4909999999999999E-3,38.395989990234398,3542.9229,3384.8742999999999,3375.7002000000002,2.78108E-2,0,38.136987304687501,3755.1323000000002,3591.1,3579.9517000000001,2.7822199999999998E-2,1.6264000000000001E-3,38.195001220703098,3710.2727,3547.4546,3536.1752999999999,2.7815099999999999E-2,1.2868000000000001E-3,38.196008300781202,3735.2440000000001,3571.3364000000001,3560.7424000000001,2.78382E-2,1.4564999999999999E-3,37.878015136718702,3675.0032000000001,3517.5954999999999,3507.9785000000002,2.7777198999999999E-2,1.0524E-3,true,0.32178329743326467,34.20440485028459,25.800544419698095,26.391047559838366,8.3251352680767443,75.3,19.648155600268279,0.27103222119650727,0.99716504278088725,27.377092178816458,26.2131768331665,2.552570366456397E-2,6.3977686883132101E-2,5.4306233985503845,5.5200336390630502,5.4663355472147606]
[288,8,0,79.300004369616701,111.69999813747501,129,50,425.49405000000002,0.38759690000000002,14.7419982910156,1119.3494000000001,1158.0744999999999,1150.5675000000001,9.0150999999999998E-3,2.5589999999999999E-4,14.7759948730468,1085.9940999999999,1123.4469999999999,1117.1581000000001,9.0149995000000007E-3,0,14.7329956054687,1123.3865000000001,1162.2711999999999,1154.9529,9.0165999999999996E-3,2.8520002000000002E-4,14.7449890136718,1110.1398999999999,1148.5317,1141.9065000000001,9.0155010000000004E-3,1.8469999999999999E-4,14.74599609375,1116.4390000000001,1155.0418999999999,1148.1020000000001,9.0124000000000003E-3,2.363E-4,14.7080017089843,1109.3264999999999,1147.8304000000001,1141.3535999999999,9.0109999999999999E-3,1.8320000000000001E-4,true,0.64823118029106375,39.209043314500946,20.282485875706215,54.412571737953463,10.273498578296048,75.3,36.228995701445882,0.55978608692709009,3.2042769072973813,59.999999999987594,52.149999999995345,1.2190115668553325E-2,1.66359825211293E-2,3.0714071098544804,3.0822548816277098,2.9905704483546245]
[289,1,0,90.000002656260094,13.6999970799791,0,0,0,{"$error":"#N/A"},{"$error":"#N/A"},{"$error":"#N/A"},{"$error":"#N/A"},{"$error":"#N/A"},{"$error":"#N/A"},{"$error":"#N/A"},{"$error":"#N/A"},{"$error":"#N/A"},{"$error":"#N/A"},{"$error":"#N/A"},{"$error":"#N/A"},{"$error":"#N/A"},{"$error":"#N/A"},{"$error":"#N/A"},{"$error":"#N/A"},{"$error":"#N/A"},{"$error":"#N/A"},{"$error":"#N/A"},{"$error":"#N/A"},{"$error":"#N/A"},{"$error":"#N/A"},{"$error":"#N/A"},{"$error":"#N/A"},{"$error":"#N/A"},{"$error":"#N/A"},{"$error":"#N/A"},{"$error":"#N/A"},{"$error":"#N/A"},{"$error":"#N/A"},{"$error":"#N/A"},{"$error":"#N/A"},{"$error":"#N/A"},{"$error":"#N/A"},{"$error":"#N/A"},{"$error":"#N/A"},{"$error":"#N/A"},false,{"$error":"#N/A"},{"$error":"#N/A"},{"$error":"#N/A"},{"$error":"#N/A"},{"$error":"#N/A"},{"$error":"#N/A"},{"$error":"#N/A"},{"$error":"#N/A"},{"$error":"#N/A"},{"$error":"#N/A"},{"$error":"#N/A"},{"$error":"#N/A"},{"$error":"#N/A"},{"$error":"#N/A"},{"$error":"#N/A"},{"$error":"#N/A"}]
[289,18,0,90.000002656260094,258.30000198931901,1,1,0,1,{"$error":"#N/A"},{"$error":"#N/A"},{"$error":"#N/A"},{"$error":"#N/A"},{"$error":"#N/A"},{"$error":"#N/A"},{"$error":"#N/A"},{"$error":"#N/A"},{"$error":"#N/A"},{"$error":"#N/A"},{"$error":"#N/A"},{"$error":"#N/A"},{"$error":"#N/A"},{"$error":"#N/A"},{"$error":"#N/A"},{"$error":"#N/A"},{"$error":"#N/A"},{"$error":"#N/A"},{"$error":"#N/A"},{"$error":"#N/A"},{"$error":"#N/A"},{"$error":"#N/A"},{"$error":"#N/A"},{"$error":"#N/A"},{"$error":"#N/A"},{"$error":"#N/A"},{"$error":"#N/A"},{"$error":"#N/A"},{"$error":"#N/A"},{"$error":"#N/A"},{"$error":"#N/A"},{"$error":"#N/A"},{"$error":"#N/A"},{"$error":"#N/A"},{"$error":"#N/A"},{"$error":"#N/A"},false,{"$error":"#N/A"},{"$error":"#N/A"},{"$error":"#N/A"},{"$error":"#N/A"},{"$error":"#N/A"},{"$error":"#N/A"},{"$error":"#N/A"},{"$error":"#N/A"},{"$error":"#N/A"},{"$error":"#N/A"},{"$error":"#N/A"},{"$error":"#N/A"},{"$error":"#N/A"},{"$error":"#N/A"},{"$error":"#N/A"},{"$error":"#N/A"}]
[290,8,0,79.900002185474506,112.400002065341,77,68,51.321040000000004,0.88311689999999998,15.193994140625,414.90890000000002,428.28699999999998,426.90973000000002,3.5239998000000002E-3,2.875E-4,15.2390075683593,378.85469999999998,390.91640000000001,389.52175999999997,3.5262000000000002E-3,0,15.1870056152343,418.44009999999997,431.94920000000002,430.56110000000001,3.5267998E-3,3.124E-4,15.1920104980468,412.83859999999999,426.14620000000002,424.94330000000002,3.5238000000000001E-3,2.7109999999999998E-4,15.1950012207031,416.77949999999998,430.21809999999999,429.00216999999998,3.5227000000000001E-3,3.0339997999999997E-4,15.131982421875,405.12860000000001,418.24430000000001,417.04230000000001,3.5209999999999998E-3,2.131E-4,true,0.3215764195504307,30.996680176451868,26.423035752610353,15.234230911102919,7.970550576184376,75.3,13.257390608695653,0.35676170147889369,-0.46646502620271407,54.116470588230079,36.470588235292766,8.5129689539709119E-2,7.9392087977314674E-2,9.5166299903366749,9.5597421852856446,9.598429109583007]
[291,5,0,90.000002656260094,81.999999398000199,0,0,0,{"$error":"#N/A"},{"$error":"#N/A"},{"$error":"#N/A"},{"$error":"#N/A"},{"$error":"#N/A"},{"$error":"#N/A"},{"$error":"#N/A"},{"$error":"#N/A"},{"$error":"#N/A"},{"$error":"#N/A"},{"$error":"#N/A"},{"$error":"#N/A"},{"$error":"#N/A"},{"$error":"#N/A"},{"$error":"#N/A"},{"$error":"#N/A"},{"$error":"#N/A"},{"$error":"#N/A"},{"$error":"#N/A"},{"$error":"#N/A"},{"$error":"#N/A"},{"$error":"#N/A"},{"$error":"#N/A"},{"$error":"#N/A"},{"$error":"#N/A"},{"$error":"#N/A"},{"$error":"#N/A"},{"$error":"#N/A"},{"$error":"#N/A"},{"$error":"#N/A"},{"$error":"#N/A"},{"$error":"#N/A"},{"$error":"#N/A"},{"$error":"#N/A"},{"$error":"#N/A"},{"$error":"#N/A"},{"$error":"#N/A"},false,{"$error":"#N/A"},{"$error":"#N/A"},{"$error":"#N/A"},{"$error":"#N/A"},{"$error":"#N/A"},{"$error":"#N/A"},{"$error":"#N/A"},{"$error":"#N/A"},{"$error":"#N/A"},{"$error":"#N/A"},{"$error":"#N/A"},{"$error":"#N/A"},{"$error":"#N/A"},{"$error":"#N/A"},{"$error":"#N/A"},{"$error":"#N/A"}]
[291,22,0,90.000002656260094,303.39999000136299,0,0,0,{"$error":"#N/A"},{"$error":"#N/A"},{"$error":"#N/A"},{"$error":"#N/A"},{"$error":"#N/A"},{"$error":"#N/A"},{"$error":"#N/A"},{"$error":"#N/A"},{"$error":"#N/A"},{"$error":"#N/A"},{"$error":"#N/A"},{"$error":"#N/A"},{"$error":"#N/A"},{"$error":"#N/A"},{"$error":"#N/A"},{"$error":"#N/A"},{"$error":"#N/A"},{"$error":"#N/A"},{"$error":"#N/A"},{"$error":"#N/A"},{"$error":"#N/A"},{"$error":"#N/A"},{"$error":"#N/A"},{"$error":"#N/A"},{"$error":"#N/A"},{"$error":"#N/A"},{"$error":"#N/A"},{"$error":"#N/A"},{"$error":"#N/A"},{"$error":"#N/A"},{"$error":"#N/A"},{"$error":"#N/A"},{"$error":"#N/A"},{"$error":"#N/A"},{"$error":"#N/A"},{"$error":"#N/A"},{"$error":"#N/A"},false,{"$error":"#N/A"},{"$error":"#N/A"},{"$error":"#N/A"},{"$error":"#N/A"},{"$error":"#N/A"},{"$error":"#N/A"},{"$error":"#N/A"},{"$error":"#N/A"},{"$error":"#N/A"},{"$error":"#N/A"},{"$error":"#N/A"},{"$error":"#N/A"},{"$error":"#N/A"},{"$error":"#N/A"},{"$error":"#N/A"},{"$error":"#N/A"}]
[292,11,0,55.599998359789303,152.90000034644399,534,98,771.72644000000003,0.18352060000000001,27.615014648437501,3516.9933999999998,3486.5337,3473.0254,2.6233900000000001E-2,1.3772000000000001E-3,27.787011718750001,3337.2130999999999,3306.3791999999999,3295.855,2.6227001E-2,0,27.583001708984298,3534.7109999999998,3504.4924000000001,3491.6120000000001,2.6242999999999999E-2,1.5045E-3,27.620996093750001,3491.2330000000002,3460.9313999999999,3448.3325,2.6220500000000001E-2,1.1919999999999999E-3,27.629998779296798,3515.3528000000001,3484.7222000000002,3473.3031999999998,2.6236300000000001E-2,1.3621E-3,27.368005371093702,3457.2664,3430.1763000000001,3418.7676000000001,2.6159399999999999E-2,9.9149999999999998E-4,true,0.38744211765398862,33.842417701025362,25.410145709660011,26.216442953020149,8.4612828182120232,75.3,20.048722044728436,0.31829984897073627,1.3862141263724579,30.871261378413294,27.94538361508458,8.5810720619350356E-2,3.4675913576942552E-2,5.3871387475975059,5.4486944510175999,5.3755520191270545]
[293,9,0,70.800004550483095,124.500003350691,186,153,100.34466,0.82258063999999997,12.53798828125,1184.2091,1233.8284000000001,1229.5145,8.9850999999999993E-3,7.829E-4,12.6920104980468,1082.6017999999999,1127.4581000000001,1122.1794,8.9888999999999993E-3,0,12.5219970703125,1194.6143999999999,1244.7281,1240.3628000000001,9.0013000000000003E-3,8.4630000000000003E-4,12.5519958496093,1177.6348,1226.9186,1222.8081,8.9672999999999992E-3,7.5040000000000003E-4,12.5509887695312,1188.1768,1237.9036000000001,1233.6030000000001,8.9771E-3,8.2139997000000003E-4,12.4159790039062,1161.2877000000001,1210.4318000000001,1206.4994999999999,8.9493999999999997E-3,6.4289999999999996E-4,true,0.34963533016423542,31.394959898312585,26.022409975755178,12.779850746268661,7.4914332978849085,75.3,12.476689232341295,0.46819478258217057,-1.4792294433751314,38.736462093862812,26.462093862815639,0.3791553756426147,0.17997400375502348,9.3854730335752379,9.4345235534695284,9.5648788420104669]
[294,2,0,90.000002656260094,38.800003660001998,0,0,0,{"$error":"#N/A"},{"$error":"#N/A"},{"$error":"#N/A"},{"$error":"#N/A"},{"$error":"#N/A"},{"$error":"#N/A"},{"$error":"#N/A"},{"$error":"#N/A"},{"$error":"#N/A"},{"$error":"#N/A"},{"$error":"#N/A"},{"$error":"#N/A"},{"$error":"#N/A"},{"$error":"#N/A"},{"$error":"#N/A"},{"$error":"#N/A"},{"$error":"#N/A"},{"$error":"#N/A"},{"$error":"#N/A"},{"$error":"#N/A"},{"$error":"#N/A"},{"$error":"#N/A"},{"$error":"#N/A"},{"$error":"#N/A"},{"$error":"#N/A"},{"$error":"#N/A"},{"$error":"#N/A"},{"$error":"#N/A"},{"$error":"#N/A"},{"$error":"#N/A"},{"$error":"#N/A"},{"$error":"#N/A"},{"$error":"#N/A"},{"$error":"#N/A"},{"$error":"#N/A"},{"$error":"#N/A"},{"$error":"#N/A"},false,{"$error":"#N/A"},{"$error":"#N/A"},{"$error":"#N/A"},{"$error":"#N/A"},{"$error":"#N/A"},{"$error":"#N/A"},{"$error":"#N/A"},{"$error":"#N/A"},{"$error":"#N/A"},{"$error":"#N/A"},{"$error":"#N/A"},{"$error":"#N/A"},{"$error":"#N/A"},{"$error":"#N/A"},{"$error":"#N/A"},{"$error":"#N/A"}]
[294,13,0,52.7999972193983,189.20000420249499,348,290,95.931335000000004,0.83333330000000005,22.331994628906202,1907.749,1924.8164999999999,1919.0183999999999,1.39656E-2,1.3288E-3,22.549005126953102,1731.7910999999999,1746.0650000000001,1740.1908000000001,1.39519E-2,0,22.310998535156202,1923.0990999999999,1940.4422999999999,1934.7583999999999,1.3966299999999999E-2,1.4453999999999999E-3,22.330987548828102,1899.0414000000001,1916.0323000000001,1910.7334000000001,1.39545E-2,1.2734000000000001E-3,22.35,1920.6965,1937.7533000000001,1932.1804,1.3951E-2,1.4421E-3,22.040002441406202,1861.6948,1880.1791000000001,1875.4976999999999,1.39445E-2,9.9869999999999994E-4,true,0.30122871452940975,30.074424898511499,26.195308976093823,13.50714622271083,8.0669710806697044,75.3,11.509933774834437,0.33642504717750904,-0.40510745789666602,53.538461538462116,35.384615384615792,8.4560536027789013E-2,5.0120647558715703E-3,10.16045757481951,10.237390933327216,10.276321424064525]
[295,13,0,53.200002239334701,189.10000780453501,424,278,243.72998000000001,0.65566040000000003,17.723992919921798,2375.0151000000001,2432.5030000000002,2426.1716000000001,1.7316600000000001E-2,1.5444E-3,17.908013916015602,2170.4902000000002,2221.7754,2215.8923,1.7299499999999999E-2,0,17.701013183593702,2393.3481000000002,2451.444,2445.4097000000002,1.7314400000000001E-2,1.6864E-3,17.721002197265602,2362.2523999999999,2419.4492,2413.7800000000002,1.7305500000000001E-2,1.4577998999999999E-3,17.741998291015602,2383.7148000000002,2441.2642000000001,2435.2694999999999,1.7299499999999999E-2,1.6276999999999999E-3,17.478997802734298,2316.4531000000002,2374.4340000000002,2369.1579999999999,1.7289599999999999E-2,1.1244E-3,true,0.26028333778005741,31.166302404132722,26.624277766739517,15.681171332224686,8.4203036053130944,75.3,12.212509712509712,0.26479274187660973,-5.5071141326776249E-2,45.050505050506494,36.060606060608499,5.1428736528835728E-2,-1.2706186757838189E-2,9.4229819604806266,9.4846490783901984,9.4895992914457139]
[296,6,0,90.000002656260094,93.699995663414299,0,0,0,{"$error":"#N/A"},{"$error":"#N/A"},{"$error":"#N/A"},{"$error":"#N/A"},{"$error":"#N/A"},{"$error":"#N/A"},{"$error":"#N/A"},{"$error":"#N/A"},{"$error":"#N/A"},{"$error":"#N/A"},{"$error":"#N/A"},{"$error":"#N/A"},{"$error":"#N/A"},{"$error":"#N/A"},{"$error":"#N/A"},{"$error":"#N/A"},{"$error":"#N/A"},{"$error":"#N/A"},{"$error":"#N/A"},{"$error":"#N/A"},{"$error":"#N/A"},{"$error":"#N/A"},{"$error":"#N/A"},{"$error":"#N/A"},{"$error":"#N/A"},{"$error":"#N/A"},{"$error":"#N/A"},{"$error":"#N/A"},{"$error":"#N/A"},{"$error":"#N/A"},{"$error":"#N/A"},{"$error":"#N/A"},{"$error":"#N/A"},{"$error":"#N/A"},{"$error":"#N/A"},{"$error":"#N/A"},{"$error":"#N/A"},false,{"$error":"#N/A"},{"$error":"#N/A"},{"$error":"#N/A"},{"$error":"#N/A"},{"$error":"#N/A"},{"$error":"#N/A"},{"$error":"#N/A"},{"$error":"#N/A"},{"$error":"#N/A"},{"$error":"#N/A"},{"$error":"#N/A"},{"$error":"#N/A"},{"$error":"#N/A"},{"$error":"#N/A"},{"$error":"#N/A"},{"$error":"#N/A"}]
[296,15,0,63.300002710120303,221.60000282737801,397,94,674.35389999999995,0.23677582,30.331018066406202,3426.8971999999999,3366.2761,3353.9648000000002,2.60255E-2,8.9150000000000004E-4,30.478997802734298,3313.0680000000002,3252.7979999999998,3240.2604999999999,2.6041499999999999E-2,0,30.318017578125001,3440.5309999999999,3379.8573999999999,3367.1516000000001,2.60535E-2,9.6860000000000002E-4,30.339013671875001,3406.2275,3345.8904000000002,3334.7220000000002,2.60015E-2,7.5679999999999996E-4,30.336999511718702,3421.9569999999999,3361.3735000000001,3349.6381999999999,2.6040799999999999E-2,8.384E-4,30.218988037109298,3391.5351999999998,3332.7979,3322.6352999999999,2.5943600000000001E-2,7.0149999999999998E-4,true,0.36572460589313655,39.510591672753833,24.039444850255659,27.986257928118398,7.9599421845963247,75.3,30.192933258552998,0.38543739881787648,-0.59518704111634846,31.306584362140029,25.95679012345683,0.19998846220410371,0.10747116510257948,3.4357640712475463,3.4886304037324263,3.5091098385453989]
[297,17,0,81.700000490071304,246.09999459196101,103,39,443.34766000000002,0.37864077000000002,15.3470092773437,817.35350000000005,843.98810000000003,831.88306,6.7533000000000003E-3,1.9450000000000001E-4,15.3749938964843,792.29470000000003,818.03800000000001,806.53394000000003,6.7543000000000004E-3,0,15.3479858398437,821.03139999999996,847.78876000000002,835.50429999999994,6.7555000000000002E-3,2.209E-4,15.3570190429687,809.54269999999997,835.8981,823.80089999999996,6.7516E-3,1.36E-4,15.3510070800781,814.86149999999998,841.40660000000003,830.34045000000003,6.7517002999999999E-3,1.7699999999999999E-4,15.3309875488281,809.40210000000002,835.81640000000004,824.31880000000001,6.7502999999999999E-3,1.3639998999999999E-4,true,1.434266667977905,40.812805218520879,19.901480319832434,62.426470588235297,11.951109099139877,75.3,35.721336760925446,1.4062989738862963,0.99904341907289951,57.134899664359338,29.283724916089838,5.7764085550093824E-2,3.2566057286653738E-2,3.1628130290408376,3.1722364975710198,3.1429700280189037]
[298,10,0,63.900000525978101,138.699996991544,430,50,863.75573999999995,0.11627907,23.601007080078102,3950.5337,3968.752,3954.0154000000002,3.01055E-2,8.541E-4,23.740991210937501,3838.9683,3854.9009999999998,3840.6181999999999,3.0096299999999999E-2,0,23.592004394531202,3963.0654,3981.4470000000001,3965.5837000000001,3.01301E-2,9.2679999999999998E-4,23.603997802734298,3924.1792,3942.2467999999999,3929.4081999999999,3.0078901000000002E-2,6.7700002999999996E-4,23.648004150390602,3933.6880000000001,3951.2172999999998,3936.6567,3.01027E-2,7.2670000000000005E-4,23.520013427734298,3906.7384999999999,3925.7952,3912.9380000000001,3.0011098999999999E-2,6.0979999999999997E-4,true,0.371315718392072,47.117194183062423,25.748505560307951,36.898073697278868,7.8441950798446296,75.3,36.248214494789835,0.3705101635554312,2.9199924505871042E-2,32.991233720155918,27.401884258905696,0.17021566047243919,8.1645928822005054E-2,2.9061297536632424,2.9534091796391171,2.9525767492327235]
[298,17,0,81.900003000039504,245.49999677610299,108,35,518.09339999999997,0.32407406,14.8179870605468,865.55790000000002,895.30619999999999,879.06079999999997,7.1219999999999999E-3,1.9780000000000001E-4,14.8510070800781,840.07429999999999,868.85230000000001,853.3954,7.1234000000000002E-3,0,14.818994140625,869.85839999999996,899.75519999999995,883.19889999999998,7.1246E-3,2.285E-4,14.8309875488281,857.08590000000004,886.50879999999995,870.18535999999995,7.1203000000000004E-3,1.3430000000000001E-4,14.8260131835937,861.39859999999999,890.9846,875.82960000000003,7.1203999999999998E-3,1.672E-4,14.808984375,856.4846,885.94727,870.23974999999996,7.1190000000000003E-3,1.3109999999999999E-4,true,1.8145077069722089,46.98060941828254,20.88642659279779,70.141474311243471,13.435448577680519,75.3,37.006066734074821,1.779002023704146,1.3139256844568601,60.000000000012378,29.285714285718267,6.039071387440309E-2,3.6493276815541265E-2,3.033493585031708,3.0446947081799722,3.0074453178444571]
[299,5,0,90.000002656260094,84.600002885446401,0,0,0,{"$error":"#N/A"},{"$error":"#N/A"},{"$error":"#N/A"},{"$error":"#N/A"},{"$error":"#N/A"},{"$error":"#N/A"},{"$error":"#N/A"},{"$error":"#N/A"},{"$error":"#N/A"},{"$error":"#N/A"},{"$error":"#N/A"},{"$error":"#N/A"},{"$error":"#N/A"},{"$error":"#N/A"},{"$error":"#N/A"},{"$error":"#N/A"},{"$error":"#N/A"},{"$error":"#N/A"},{"$error":"#N/A"},{"$error":"#N/A"},{"$error":"#N/A"},{"$error":"#N/A"},{"$error":"#N/A"},{"$error":"#N/A"},{"$error":"#N/A"},{"$error":"#N/A"},{"$error":"#N/A"},{"$error":"#N/A"},{"$error":"#N/A"},{"$error":"#N/A"},{"$error":"#N/A"},{"$error":"#N/A"},{"$error":"#N/A"},{"$error":"#N/A"},{"$error":"#N/A"},{"$error":"#N/A"},{"$error":"#N/A"},false,{"$error":"#N/A"},{"$error":"#N/A"},{"$error":"#N/A"},{"$error":"#N/A"},{"$error":"#N/A"},{"$error":"#N/A"},{"$error":"#N/A"},{"$error":"#N/A"},{"$error":"#N/A"},{"$error":"#N/A"},{"$error":"#N/A"},{"$error":"#N/A"},{"$error":"#N/A"},{"$error":"#N/A"},{"$error":"#N/A"},{"$error":"#N/A"}]
[299,22,0,90.000002656260094,300.999998737932,0,0,0,{"$error":"#N/A"},{"$error":"#N/A"},{"$error":"#N/A"},{"$error":"#N/A"},{"$error":"#N/A"},{"$error":"#N/A"},{"$error":"#N/A"},{"$error":"#N/A"},{"$error":"#N/A"},{"$error":"#N/A"},{"$error":"#N/A"},{"$error":"#N/A"},{"$error":"#N/A"},{"$error":"#N/A"},{"$error":"#N/A"},{"$error":"#N/A"},{"$error":"#N/A"},{"$error":"#N/A"},{"$error":"#N/A"},{"$error":"#N/A"},{"$error":"#N/A"},{"$error":"#N/A"},{"$error":"#N/A"},{"$error":"#N/A"},{"$error":"#N/A"},{"$error":"#N/A"},{"$error":"#N/A"},{"$error":"#N/A"},{"$error":"#N/A"},{"$error":"#N/A"},{"$error":"#N/A"},{"$error":"#N/A"},{"$error":"#N/A"},{"$error":"#N/A"},{"$error":"#N/A"},{"$error":"#N/A"},{"$error":"#N/A"},false,{"$error":"#N/A"},{"$error":"#N/A"},{"$error":"#N/A"},{"$error":"#N/A"},{"$error":"#N/A"},{"$error":"#N/A"},{"$error":"#N/A"},{"$error":"#N/A"},{"$error":"#N/A"},{"$error":"#N/A"},{"$error":"#N/A"},{"$error":"#N/A"},{"$error":"#N/A"},{"$error":"#N/A"},{"$error":"#N/A"},{"$error":"#N/A"}]
[300,19,0,90.000002656260094,265.200025441918,0,0,0,{"$error":"#N/A"},{"$error":"#N/A"},{"$error":"#N/A"},{"$error":"#N/A"},{"$error":"#N/A"},{"$error":"#N/A"},{"$error":"#N/A"},{"$error":"#N/A"},{"$error":"#N/A"},{"$error":"#N/A"},{"$error":"#N/A"},{"$error":"#N/A"},{"$error":"#N/A"},{"$error":"#N/A"},{"$error":"#N/A"},{"$error":"#N/A"},{"$error":"#N/A"},{"$error":"#N/A"},{"$error":"#N/A"},{"$error":"#N/A"},{"$error":"#N/A"},{"$error":"#N/A"},{"$error":"#N/A"},{"$error":"#N/A"},{"$error":"#N/A"},{"$error":"#N/A"},{"$error":"#N/A"},{"$error":"#N/A"},{"$error":"#N/A"},{"$error":"#N/A"},{"$error":"#N/A"},{"$error":"#N/A"},{"$error":"#N/A"},{"$error":"#N/A"},{"$error":"#N/A"},{"$error":"#N/A"},{"$error":"#N/A"},false,{"$error":"#N/A"},{"$error":"#N/A"},{"$error":"#N/A"},{"$error":"#N/A"},{"$error":"#N/A"},{"$error":"#N/A"},{"$error":"#N/A"},{"$error":"#N/A"},{"$error":"#N/A"},{"$error":"#N/A"},{"$error":"#N/A"},{"$error":"#N/A"},{"$error":"#N/A"},{"$error":"#N/A"},{"$error":"#N/A"},{"$error":"#N/A"}]
[301,9,0,73.000003017992896,126.40000291027199,246,116,444.63956000000002,0.47154469999999998,17.179010009765602,2273.2062999999998,2332.3654999999999,2327.5479999999998,1.74652E-2,6.1910000000000003E-4,17.300012207031202,2193.0662000000002,2249.2687999999998,2244.2734,1.7472100000000001E-2,0,17.165002441406202,2282.9816999999998,2342.502,2337.2078000000001,1.7482999999999999E-2,6.7560000000000005E-4,17.201013183593702,2256.9859999999999,2315.5693000000001,2311.1482000000001,1.74542E-2,5.061E-4,17.205010986328102,2267.3915999999999,2326.2002000000002,2321.1529999999998,1.7460300000000002E-2,5.7950000000000005E-4,17.128015136718702,2250.4027999999998,2309.3584000000001,2304.8341999999998,1.74448E-2,4.6509999999999998E-4,true,0.20654995968685477,38.400349650349639,23.583916083916083,33.491404860699483,8.3629366489046841,75.3,29.210628331448877,0.22208995207686119,-0.45393294197802142,44.645161290319123,26.064516129031425,0.16500326568962276,0.10181318995594602,3.6542490144620174,3.6943872604288144,3.7105372277726834]
[302,2,0,90.000002656260094,41.399995004889703,0,0,0,{"$error":"#N/A"},{"$error":"#N/A"},{"$error":"#N/A"},{"$error":"#N/A"},{"$error":"#N/A"},{"$error":"#N/A"},{"$error":"#N/A"},{"$error":"#N/A"},{"$error":"#N/A"},{"$error":"#N/A"},{"$error":"#N/A"},{"$error":"#N/A"},{"$error":"#N/A"},{"$error":"#N/A"},{"$error":"#N/A"},{"$error":"#N/A"},{"$error":"#N/A"},{"$error":"#N/A"},{"$error":"#N/A"},{"$error":"#N/A"},{"$error":"#N/A"},{"$error":"#N/A"},{"$error":"#N/A"},{"$error":"#N/A"},{"$error":"#N/A"},{"$error":"#N/A"},{"$error":"#N/A"},{"$error":"#N/A"},{"$error":"#N/A"},{"$error":"#N/A"},{"$error":"#N/A"},{"$error":"#N/A"},{"$error":"#N/A"},{"$error":"#N/A"},{"$error":"#N/A"},{"$error":"#N/A"},{"$error":"#N/A"},false,{"$error":"#N/A"},{"$error":"#N/A"},{"$error":"#N/A"},{"$error":"#N/A"},{"$error":"#N/A"},{"$error":"#N/A"},{"$error":"#N/A"},{"$error":"#N/A"},{"$error":"#N/A"},{"$error":"#N/A"},{"$error":"#N/A"},{"$error":"#N/A"},{"$error":"#N/A"},{"$error":"#N/A"},{"$error":"#N/A"},{"$error":"#N/A"}]
[302,21,0,90.000002656260094,286.10001088325998,0,0,0,{"$error":"#N/A"},{"$error":"#N/A"},{"$error":"#N/A"},{"$error":"#N/A"},{"$error":"#N/A"},{"$error":"#N/A"},{"$error":"#N/A"},{"$error":"#N/A"},{"$error":"#N/A"},{"$error":"#N/A"},{"$error":"#N/A"},{"$error":"#N/A"},{"$error":"#N/A"},{"$error":"#N/A"},{"$error":"#N/A"},{"$error":"#N/A"},{"$error":"#N/A"},{"$error":"#N/A"},{"$error":"#N/A"},{"$error":"#N/A"},{"$error":"#N/A"},{"$error":"#N/A"},{"$error":"#N/A"},{"$error":"#N/A"},{"$error":"#N/A"},{"$error":"#N/A"},{"$error":"#N/A"},{"$error":"#N/A"},{"$error":"#N/A"},{"$error":"#N/A"},{"$error":"#N/A"},{"$error":"#N/A"},{"$error":"#N/A"},{"$error":"#N/A"},{"$error":"#N/A"},{"$error":"#N/A"},{"$error":"#N/A"},false,{"$error":"#N/A"},{"$error":"#N/A"},{"$error":"#N/A"},{"$error":"#N/A"},{"$error":"#N/A"},{"$error":"#N/A"},{"$error":"#N/A"},{"$error":"#N/A"},{"$error":"#N/A"},{"$error":"#N/A"},{"$error":"#N/A"},{"$error":"#N/A"},{"$error":"#N/A"},{"$error":"#N/A"},{"$error":"#N/A"},{"$error":"#N/A"}]
[303,13,0,55.900002124741597,188.499990560583,177,176,1.7836791000000001,0.99435024999999999,13.7170043945312,911.63403000000005,946.32849999999996,942.22450000000003,6.9613000000000001E-3,7.1359996000000005E-4,13.8520141601562,818.48789999999997,849.25509999999997,844.87149999999997,6.9567001999999998E-3,0,13.7060180664062,919.70916999999997,954.75,950.51116999999999,6.9633000000000004E-3,7.7380000000000005E-4,13.7199951171875,908.24350000000004,942.79790000000003,938.94820000000004,6.9560999999999998E-3,6.9269999999999998E-4,13.7230163574218,920.44380000000001,955.45100000000002,951.48770000000002,6.9546E-3,7.8850000000000003E-4,13.53701171875,888.67150000000004,923.02719999999999,919.84760000000006,6.9489E-3,5.4940000000000002E-4,true,0.43367604378394276,29.385194479297365,25.993308239230444,11.707810018767152,7.779793228224352,75.3,10.755185524393807,0.51616999415134523,-0.88723774084154838,45.26315789473756,32.63157894736802,0.10350627506794385,2.8722013987625417E-2,11.380269641127265,11.430417079626604,11.52281737518665]
[304,6,0,90.000002656260094,95.799997732963405,0,0,0,{"$error":"#N/A"},{"$error":"#N/A"},{"$error":"#N/A"},{"$error":"#N/A"},{"$error":"#N/A"},{"$error":"#N/A"},{"$error":"#N/A"},{"$error":"#N/A"},{"$error":"#N/A"},{"$error":"#N/A"},{"$error":"#N/A"},{"$error":"#N/A"},{"$error":"#N/A"},{"$error":"#N/A"},{"$error":"#N/A"},{"$error":"#N/A"},{"$error":"#N/A"},{"$error":"#N/A"},{"$error":"#N/A"},{"$error":"#N/A"},{"$error":"#N/A"},{"$error":"#N/A"},{"$error":"#N/A"},{"$error":"#N/A"},{"$error":"#N/A"},{"$error":"#N/A"},{"$error":"#N/A"},{"$error":"#N/A"},{"$error":"#N/A"},{"$error":"#N/A"},{"$error":"#N/A"},{"$error":"#N/A"},{"$error":"#N/A"},{"$error":"#N/A"},{"$error":"#N/A"},{"$error":"#N/A"},{"$error":"#N/A"},false,{"$error":"#N/A"},{"$error":"#N/A"},{"$error":"#N/A"},{"$error":"#N/A"},{"$error":"#N/A"},{"$error":"#N/A"},{"$error":"#N/A"},{"$error":"#N/A"},{"$error":"#N/A"},{"$error":"#N/A"},{"$error":"#N/A"},{"$error":"#N/A"},{"$error":"#N/A"},{"$error":"#N/A"},{"$error":"#N/A"},{"$error":"#N/A"}]
[304,23,0,90.000002656260094,318.200020314261,0,0,0,{"$error":"#N/A"},{"$error":"#N/A"},{"$error":"#N/A"},{"$error":"#N/A"},{"$error":"#N/A"},{"$error":"#N/A"},{"$error":"#N/A"},{"$error":"#N/A"},{"$error":"#N/A"},{"$error":"#N/A"},{"$error":"#N/A"},{"$error":"#N/A"},{"$error":"#N/A"},{"$error":"#N/A"},{"$error":"#N/A"},{"$error":"#N/A"},{"$error":"#N/A"},{"$error":"#N/A"},{"$error":"#N/A"},{"$error":"#N/A"},{"$error":"#N/A"},{"$error":"#N/A"},{"$error":"#N/A"},{"$error":"#N/A"},{"$error":"#N/A"},{"$error":"#N/A"},{"$error":"#N/A"},{"$error":"#N/A"},{"$error":"#N/A"},{"$error":"#N/A"},{"$error":"#N/A"},{"$error":"#N/A"},{"$error":"#N/A"},{"$error":"#N/A"},{"$error":"#N/A"},{"$error":"#N/A"},{"$error":"#N/A"},false,{"$error":"#N/A"},{"$error":"#N/A"},{"$error":"#N/A"},{"$error":"#N/A"},{"$error":"#N/A"},{"$error":"#N/A"},{"$error":"#N/A"},{"$error":"#N/A"},{"$error":"#N/A"},{"$error":"#N/A"},{"$error":"#N/A"},{"$error":"#N/A"},{"$error":"#N/A"},{"$error":"#N/A"},{"$error":"#N/A"},{"$error":"#N/A"}]
[305,17,0,83.600000049652195,244.200004746427,10,10,0,1,13.0349975585937,14.738500999999999,14.6045,14.586717,3.9770000000000002E-4,4.1199999999999999E-5,13.0400024414062,12.079599999999999,11.9704,11.955612,3.97E-4,0,13.0349975585937,14.9618,14.825900000000001,14.808989,3.9770000000000002E-4,4.4400000000000002E-5,13.0349975585937,14.6273,14.4941,14.477964999999999,3.9740000000000001E-4,3.9499999999999998E-5,13.0349975585937,14.8880005,14.7525,14.7361965,3.9740000000000001E-4,4.35E-5,13.027001953125,13.9533,13.826499999999999,13.811016,3.97E-4,2.9600000000000001E-5,true,0.12176383991235346,30.647482014388487,27.122302158273381,12.405063291139239,7.2072072072072118,75.3,10.652912621359224,0.12353806054934971,-1.8900617416933399E-2,37.5,30,7.5490689481627626E-2,0,22.011498725123353,22.0051126111074,22.007279928455354]
[306,10,0,66.199995391448596,139.99999873526701,321,117,505.51938000000001,0.36448597999999999,26.792993164062501,2765.1604000000002,2748.6455000000001,2742.4328999999998,2.0966701000000001E-2,8.7399999999999999E-4,26.912011718750001,2649.8065999999999,2632.9094,2627.0473999999999,2.0958899999999999E-2,0,26.784997558593702,2776.9142999999999,2760.3906000000002,2753.8065999999999,2.09838E-2,9.4680000000000003E-4,26.800012207031202,2747.1826000000001,2730.69,2725.0385999999999,2.0933400000000001E-2,7.6999999999999996E-4,26.817987060546798,2761.1750000000002,2744.431,2738.2995999999998,2.0964799999999999E-2,8.4550000000000001E-4,26.709008789062501,2734.8218000000002,2719.2532000000001,2713.3719999999998,2.0894098999999999E-2,7.1469999999999997E-4,true,0.2260240543933473,37.744648318042806,24.227828746177369,22.96103896103898,7.6890578791719566,75.3,24.989360411899316,0.22264343771191217,8.4479448666861565E-2,32.687373587361115,25.558761545098701,0.24076356444724389,8.148667066975035E-2,4.3532912930324921,4.395749432168083,4.3922123369376536]
[307,2,0,90.000002656260094,42.699996748612698,0,0,0,{"$error":"#N/A"},{"$error":"#N/A"},{"$error":"#N/A"},{"$error":"#N/A"},{"$error":"#N/A"},{"$error":"#N/A"},{"$error":"#N/A"},{"$error":"#N/A"},{"$error":"#N/A"},{"$error":"#N/A"},{"$error":"#N/A"},{"$error":"#N/A"},{"$error":"#N/A"},{"$error":"#N/A"},{"$error":"#N/A"},{"$error":"#N/A"},{"$error":"#N/A"},{"$error":"#N/A"},{"$error":"#N/A"},{"$error":"#N/A"},{"$error":"#N/A"},{"$error":"#N/A"},{"$error":"#N/A"},{"$error":"#N/A"},{"$error":"#N/A"},{"$error":"#N/A"},{"$error":"#N/A"},{"$error":"#N/A"},{"$error":"#N/A"},{"$error":"#N/A"},{"$error":"#N/A"},{"$error":"#N/A"},{"$error":"#N/A"},{"$error":"#N/A"},{"$error":"#N/A"},{"$error":"#N/A"},{"$error":"#N/A"},false,{"$error":"#N/A"},{"$error":"#N/A"},{"$error":"#N/A"},{"$error":"#N/A"},{"$error":"#N/A"},{"$error":"#N/A"},{"$error":"#N/A"},{"$error":"#N/A"},{"$error":"#N/A"},{"$error":"#N/A"},{"$error":"#N/A"},{"$error":"#N/A"},{"$error":"#N/A"},{"$error":"#N/A"},{"$error":"#N/A"},{"$error":"#N/A"}]
[307,21,0,90.000002656260094,284.40001383364802,0,0,0,{"$error":"#N/A"},{"$error":"#N/A"},{"$error":"#N/A"},{"$error":"#N/A"},{"$error":"#N/A"},{"$error":"#N/A"},{"$error":"#N/A"},{"$error":"#N/A"},{"$error":"#N/A"},{"$error":"#N/A"},{"$error":"#N/A"},{"$error":"#N/A"},{"$error":"#N/A"},{"$error":"#N/A"},{"$error":"#N/A"},{"$error":"#N/A"},{"$error":"#N/A"},{"$error":"#N/A"},{"$error":"#N/A"},{"$error":"#N/A"},{"$error":"#N/A"},{"$error":"#N/A"},{"$error":"#N/A"},{"$error":"#N/A"},{"$error":"#N/A"},{"$error":"#N/A"},{"$error":"#N/A"},{"$error":"#N/A"},{"$error":"#N/A"},{"$error":"#N/A"},{"$error":"#N/A"},{"$error":"#N/A"},{"$error":"#N/A"},{"$error":"#N/A"},{"$error":"#N/A"},{"$error":"#N/A"},{"$error":"#N/A"},false,{"$error":"#N/A"},{"$error":"#N/A"},{"$error":"#N/A"},{"$error":"#N/A"},{"$error":"#N/A"},{"$error":"#N/A"},{"$error":"#N/A"},{"$error":"#N/A"},{"$error":"#N/A"},{"$error":"#N/A"},{"$error":"#N/A"},{"$error":"#N/A"},{"$error":"#N/A"},{"$error":"#N/A"},{"$error":"#N/A"},{"$error":"#N/A"}]
[308,14,0,60.800000477658202,204.999998495,481,57,869.10239999999999,0.11850311600000001,31.563012695312501,3381.2869999999998,3307.587,3295.4250000000002,2.5372599999999999E-2,1.1934000000000001E-3,31.709985351562501,3226.0898000000002,3154.1077,3144.1334999999999,2.5373199999999999E-2,0,31.550012207031202,3398.5925000000002,3324.6514000000002,3312.2217000000001,2.5394300000000002E-2,1.305E-3,31.580987548828102,3356.1033000000002,3282.7226999999998,3270.5360000000001,2.5362201000000001E-2,1.0103E-3,31.584985351562501,3373.4479999999999,3299.6750000000002,3288.6023,2.5393300000000001E-2,1.1127000000000001E-3,31.400994873046798,3325.5767000000001,3254.8330000000001,3244.8247000000001,2.5314E-2,8.2370000000000002E-4,true,0.36770007863738147,36.653979238754317,26.45674740484429,29.169553597941199,8.5517241379310267,75.3,22.260767554885199,0.31622889732015524,1.1457880030781227,30.126103404792055,26.078310214375865,0.12656235947345884,8.5452247157835615E-2,4.8106906385556778,4.8660132943462893,4.8118662900287239]
[309,4,0,90.000002656260094,76.000001811328701,0,0,0,{"$error":"#N/A"},{"$error":"#N/A"},{"$error":"#N/A"},{"$error":"#N/A"},{"$error":"#N/A"},{"$error":"#N/A"},{"$error":"#N/A"},{"$error":"#N/A"},{"$error":"#N/A"},{"$error":"#N/A"},{"$error":"#N/A"},{"$error":"#N/A"},{"$error":"#N/A"},{"$error":"#N/A"},{"$error":"#N/A"},{"$error":"#N/A"},{"$error":"#N/A"},{"$error":"#N/A"},{"$error":"#N/A"},{"$error":"#N/A"},{"$error":"#N/A"},{"$error":"#N/A"},{"$error":"#N/A"},{"$error":"#N/A"},{"$error":"#N/A"},{"$error":"#N/A"},{"$error":"#N/A"},{"$error":"#N/A"},{"$error":"#N/A"},{"$error":"#N/A"},{"$error":"#N/A"},{"$error":"#N/A"},{"$error":"#N/A"},{"$error":"#N/A"},{"$error":"#N/A"},{"$error":"#N/A"},{"$error":"#N/A"},false,{"$error":"#N/A"},{"$error":"#N/A"},{"$error":"#N/A"},{"$error":"#N/A"},{"$error":"#N/A"},{"$error":"#N/A"},{"$error":"#N/A"},{"$error":"#N/A"},{"$error":"#N/A"},{"$error":"#N/A"},{"$error":"#N/A"},{"$error":"#N/A"},{"$error":"#N/A"},{"$error":"#N/A"},{"$error":"#N/A"},{"$error":"#N/A"}]
[309,9,0,75.100000230518603,127.800001051956,226,44,707.80550000000005,0.19469027,18.951989746093702,2374.1316000000002,2421.9434000000001,2414.8092999999999,1.8428400000000001E-2,4.2559999999999999E-4,19.012994384765602,2319.4548,2365.7134000000001,2359.1579999999999,1.8436999999999999E-2,0,18.934991455078102,2383.183,2431.2944000000002,2423.4895000000001,1.8442799999999999E-2,4.8040000000000002E-4,18.964013671875001,2356.2422000000001,2403.5938000000001,2397.0342000000001,1.8426399999999999E-2,2.9109999999999997E-4,18.972985839843702,2361.2831999999999,2408.6804000000002,2401.4989999999998,1.8427600999999998E-2,3.2830000000000001E-4,18.959985351562501,2353.3764999999999,2400.6992,2393.7199999999998,1.8419499999999998E-2,2.7599999999999999E-4,true,0.29456097116060664,59.082217973231344,22.887189292543017,65.029199587770563,11.407160699417162,75.3,44.299812030075188,0.27710034529120009,0.77350244394217849,48.761881249229191,28.517466979386128,8.9002735206000771E-2,7.8079250439178072E-2,2.3573125891481128,2.376872870568346,2.3589475567130305]
[310,2,0,90.000002656260094,43.699999584406903,0,0,0,{"$error":"#N/A"},{"$error":"#N/A"},{"$error":"#N/A"},{"$error":"#N/A"},{"$error":"#N/A"},{"$error":"#N/A"},{"$error":"#N/A"},{"$error":"#N/A"},{"$error":"#N/A"},{"$error":"#N/A"},{"$error":"#N/A"},{"$error":"#N/A"},{"$error":"#N/A"},{"$error":"#N/A"},{"$error":"#N/A"},{"$error":"#N/A"},{"$error":"#N/A"},{"$error":"#N/A"},{"$error":"#N/A"},{"$error":"#N/A"},{"$error":"#N/A"},{"$error":"#N/A"},{"$error":"#N/A"},{"$error":"#N/A"},{"$error":"#N/A"},{"$error":"#N/A"},{"$error":"#N/A"},{"$error":"#N/A"},{"$error":"#N/A"},{"$error":"#N/A"},{"$error":"#N/A"},{"$error":"#N/A"},{"$error":"#N/A"},{"$error":"#N/A"},{"$error":"#N/A"},{"$error":"#N/A"},{"$error":"#N/A"},false,{"$error":"#N/A"},{"$error":"#N/A"},{"$error":"#N/A"},{"$error":"#N/A"},{"$error":"#N/A"},{"$error":"#N/A"},{"$error":"#N/A"},{"$error":"#N/A"},{"$error":"#N/A"},{"$error":"#N/A"},{"$error":"#N/A"},{"$error":"#N/A"},{"$error":"#N/A"},{"$error":"#N/A"},{"$error":"#N/A"},{"$error":"#N/A"}]
[311,6,0,90.000002656260094,97.699997292544296,0,0,0,{"$error":"#N/A"},{"$error":"#N/A"},{"$error":"#N/A"},{"$error":"#N/A"},{"$error":"#N/A"},{"$error":"#N/A"},{"$error":"#N/A"},{"$error":"#N/A"},{"$error":"#N/A"},{"$error":"#N/A"},{"$error":"#N/A"},{"$error":"#N/A"},{"$error":"#N/A"},{"$error":"#N/A"},{"$error":"#N/A"},{"$error":"#N/A"},{"$error":"#N/A"},{"$error":"#N/A"},{"$error":"#N/A"},{"$error":"#N/A"},{"$error":"#N/A"},{"$error":"#N/A"},{"$error":"#N/A"},{"$error":"#N/A"},{"$error":"#N/A"},{"$error":"#N/A"},{"$error":"#N/A"},{"$error":"#N/A"},{"$error":"#N/A"},{"$error":"#N/A"},{"$error":"#N/A"},{"$error":"#N/A"},{"$error":"#N/A"},{"$error":"#N/A"},{"$error":"#N/A"},{"$error":"#N/A"},{"$error":"#N/A"},false,{"$error":"#N/A"},{"$error":"#N/A"},{"$error":"#N/A"},{"$error":"#N/A"},{"$error":"#N/A"},{"$error":"#N/A"},{"$error":"#N/A"},{"$error":"#N/A"},{"$error":"#N/A"},{"$error":"#N/A"},{"$error":"#N/A"},{"$error":"#N/A"},{"$error":"#N/A"},{"$error":"#N/A"},{"$error":"#N/A"},{"$error":"#N/A"}]
[311,13,0,58.400004357203699,188.29999776466201,212,203,17.176034999999999,0.95754720000000004,11.8200012207031,1110.3502000000001,1159.5859,1155.0102999999999,8.3304999999999994E-3,8.7129999999999998E-4,11.9919982910156,996.53610000000003,1040.1914999999999,1035.2725,8.3281999999999991E-3,0,11.8049865722656,1120.5983000000001,1170.3425,1165.5796,8.3348999999999993E-3,9.4539999999999999E-4,11.8250061035156,1106.2688000000001,1155.3141000000001,1151.0899999999999,8.3263999999999994E-3,8.4429999999999998E-4,11.8340087890625,1118.0245,1167.5501999999999,1163.1887999999999,8.3228999999999994E-3,9.3769999999999997E-4,11.6029907226562,1080.1249,1128.8221000000001,1125.3134,8.3131999999999998E-3,6.5700000000000003E-4,true,0.39458913738086349,30.274314214463839,26.672604203776274,11.97441667653678,7.8379521895494015,75.3,10.561000803397222,0.47289369313245394,-0.82697447620220943,42.371134020618861,33.608247422680577,0.10208493466563606,5.2790075465813935E-2,11.420971101799529,11.478117250525518,11.565824456845892]
[312,6,0,90.000002656260094,97.800003404551802,0,0,0,{"$error":"#N/A"},{"$error":"#N/A"},{"$error":"#N/A"},{"$error":"#N/A"},{"$error":"#N/A"},{"$error":"#N/A"},{"$error":"#N/A"},{"$error":"#N/A"},{"$error":"#N/A"},{"$error":"#N/A"},{"$error":"#N/A"},{"$error":"#N/A"},{"$error":"#N/A"},{"$error":"#N/A"},{"$error":"#N/A"},{"$error":"#N/A"},{"$error":"#N/A"},{"$error":"#N/A"},{"$error":"#N/A"},{"$error":"#N/A"},{"$error":"#N/A"},{"$error":"#N/A"},{"$error":"#N/A"},{"$error":"#N/A"},{"$error":"#N/A"},{"$error":"#N/A"},{"$error":"#N/A"},{"$error":"#N/A"},{"$error":"#N/A"},{"$error":"#N/A"},{"$error":"#N/A"},{"$error":"#N/A"},{"$error":"#N/A"},{"$error":"#N/A"},{"$error":"#N/A"},{"$error":"#N/A"},{"$error":"#N/A"},false,{"$error":"#N/A"},{"$error":"#N/A"},{"$error":"#N/A"},{"$error":"#N/A"},{"$error":"#N/A"},{"$error":"#N/A"},{"$error":"#N/A"},{"$error":"#N/A"},{"$error":"#N/A"},{"$error":"#N/A"},{"$error":"#N/A"},{"$error":"#N/A"},{"$error":"#N/A"},{"$error":"#N/A"},{"$error":"#N/A"},{"$error":"#N/A"}]
[312,23,0,90.000002656260094,315.60001682681502,0,0,0,{"$error":"#N/A"},{"$error":"#N/A"},{"$error":"#N/A"},{"$error":"#N/A"},{"$error":"#N/A"},{"$error":"#N/A"},{"$error":"#N/A"},{"$error":"#N/A"},{"$error":"#N/A"},{"$error":"#N/A"},{"$error":"#N/A"},{"$error":"#N/A"},{"$error":"#N/A"},{"$error":"#N/A"},{"$error":"#N/A"},{"$error":"#N/A"},{"$error":"#N/A"},{"$error":"#N/A"},{"$error":"#N/A"},{"$error":"#N/A"},{"$error":"#N/A"},{"$error":"#N/A"},{"$error":"#N/A"},{"$error":"#N/A"},{"$error":"#N/A"},{"$error":"#N/A"},{"$error":"#N/A"},{"$error":"#N/A"},{"$error":"#N/A"},{"$error":"#N/A"},{"$error":"#N/A"},{"$error":"#N/A"},{"$error":"#N/A"},{"$error":"#N/A"},{"$error":"#N/A"},{"$error":"#N/A"},{"$error":"#N/A"},false,{"$error":"#N/A"},{"$error":"#N/A"},{"$error":"#N/A"},{"$error":"#N/A"},{"$error":"#N/A"},{"$error":"#N/A"},{"$error":"#N/A"},{"$error":"#N/A"},{"$error":"#N/A"},{"$error":"#N/A"},{"$error":"#N/A"},{"$error":"#N/A"},{"$error":"#N/A"},{"$error":"#N/A"},{"$error":"#N/A"},{"$error":"#N/A"}]
[314,0,0,90.000002656260094,343.19999406864798,0,0,0,{"$error":"#N/A"},{"$error":"#N/A"},{"$error":"#N/A"},{"$error":"#N/A"},{"$error":"#N/A"},{"$error":"#N/A"},{"$error":"#N/A"},{"$error":"#N/A"},{"$error":"#N/A"},{"$error":"#N/A"},{"$error":"#N/A"},{"$error":"#N/A"},{"$error":"#N/A"},{"$error":"#N/A"},{"$error":"#N/A"},{"$error":"#N/A"},{"$error":"#N/A"},{"$error":"#N/A"},{"$error":"#N/A"},{"$error":"#N/A"},{"$error":"#N/A"},{"$error":"#N/A"},{"$error":"#N/A"},{"$error":"#N/A"},{"$error":"#N/A"},{"$error":"#N/A"},{"$error":"#N/A"},{"$error":"#N/A"},{"$error":"#N/A"},{"$error":"#N/A"},{"$error":"#N/A"},{"$error":"#N/A"},{"$error":"#N/A"},{"$error":"#N/A"},{"$error":"#N/A"},{"$error":"#N/A"},{"$error":"#N/A"},false,{"$error":"#N/A"},{"$error":"#N/A"},{"$error":"#N/A"},{"$error":"#N/A"},{"$error":"#N/A"},{"$error":"#N/A"},{"$error":"#N/A"},{"$error":"#N/A"},{"$error":"#N/A"},{"$error":"#N/A"},{"$error":"#N/A"},{"$error":"#N/A"},{"$error":"#N/A"},{"$error":"#N/A"},{"$error":"#N/A"},{"$error":"#N/A"}]
[314,10,0,68.299997460997602,141.50000298895799,359,48,841.11620000000005,0.13370473999999999,14.8479858398437,3579.2096999999999,3698.5414999999998,3688.0805999999998,2.7383600000000001E-2,7.0680000000000005E-4,14.9710021972656,3486.3112999999998,3601.2383,3591.2854000000002,2.73745E-2,0,14.8319946289062,3589.8040000000001,3709.694,3698.8901000000001,2.7400299999999999E-2,7.7189999999999995E-4,14.8550048828125,3553.4146000000001,3671.8195999999998,3662.3647000000001,2.7358199999999999E-2,5.3330000000000001E-4,14.8990112304687,3558.3119999999999,3676.3800999999999,3665.8696,2.7361199999999999E-2,5.6840000000000005E-4,14.8090148925781,3541.4587000000001,3660.0122000000001,3650.1196,2.7309400000000001E-2,4.9010000000000004E-4,true,0.28283851891347001,55.989782886334581,25.517241379310342,44.740296268516765,8.4337349397590184,75.3,39.743067345783814,0.27637437933501297,0.25690473459916474,37.548262548262933,29.420849420849482,0.15388439297907563,6.0948237793012616E-2,2.6646616439558923,2.7019372752977731,2.6952800799401677]
[315,3,0,90.000002656260094,64.400001943875196,0,0,0,{"$error":"#N/A"},{"$error":"#N/A"},{"$error":"#N/A"},{"$error":"#N/A"},{"$error":"#N/A"},{"$error":"#N/A"},{"$error":"#N/A"},{"$error":"#N/A"},{"$error":"#N/A"},{"$error":"#N/A"},{"$error":"#N/A"},{"$error":"#N/A"},{"$error":"#N/A"},{"$error":"#N/A"},{"$error":"#N/A"},{"$error":"#N/A"},{"$error":"#N/A"},{"$error":"#N/A"},{"$error":"#N/A"},{"$error":"#N/A"},{"$error":"#N/A"},{"$error":"#N/A"},{"$error":"#N/A"},{"$error":"#N/A"},{"$error":"#N/A"},{"$error":"#N/A"},{"$error":"#N/A"},{"$error":"#N/A"},{"$error":"#N/A"},{"$error":"#N/A"},{"$error":"#N/A"},{"$error":"#N/A"},{"$error":"#N/A"},{"$error":"#N/A"},{"$error":"#N/A"},{"$error":"#N/A"},{"$error":"#N/A"},false,{"$error":"#N/A"},{"$error":"#N/A"},{"$error":"#N/A"},{"$error":"#N/A"},{"$error":"#N/A"},{"$error":"#N/A"},{"$error":"#N/A"},{"$error":"#N/A"},{"$error":"#N/A"},{"$error":"#N/A"},{"$error":"#N/A"},{"$error":"#N/A"},{"$error":"#N/A"},{"$error":"#N/A"},{"$error":"#N/A"},{"$error":"#N/A"}]
[316,3,0,90.000002656260094,64.599999596819998,0,0,0,{"$error":"#N/A"},{"$error":"#N/A"},{"$error":"#N/A"},{"$error":"#N/A"},{"$error":"#N/A"},{"$error":"#N/A"},{"$error":"#N/A"},{"$error":"#N/A"},{"$error":"#N/A"},{"$error":"#N/A"},{"$error":"#N/A"},{"$error":"#N/A"},{"$error":"#N/A"},{"$error":"#N/A"},{"$error":"#N/A"},{"$error":"#N/A"},{"$error":"#N/A"},{"$error":"#N/A"},{"$error":"#N/A"},{"$error":"#N/A"},{"$error":"#N/A"},{"$error":"#N/A"},{"$error":"#N/A"},{"$error":"#N/A"},{"$error":"#N/A"},{"$error":"#N/A"},{"$error":"#N/A"},{"$error":"#N/A"},{"$error":"#N/A"},{"$error":"#N/A"},{"$error":"#N/A"},{"$error":"#N/A"},{"$error":"#N/A"},{"$error":"#N/A"},{"$error":"#N/A"},{"$error":"#N/A"},{"$error":"#N/A"},false,{"$error":"#N/A"},{"$error":"#N/A"},{"$error":"#N/A"},{"$error":"#N/A"},{"$error":"#N/A"},{"$error":"#N/A"},{"$error":"#N/A"},{"$error":"#N/A"},{"$error":"#N/A"},{"$error":"#N/A"},{"$error":"#N/A"},{"$error":"#N/A"},{"$error":"#N/A"},{"$error":"#N/A"},{"$error":"#N/A"},{"$error":"#N/A"}]
[316,14,0,62.999998945168002,204.09999205716699,155,154,2.2026892,0.9935484,7.1260009765625201,712.78520000000003,755.36400000000003,749.65369999999996,5.2893000000000003E-3,8.4920000000000004E-4,7.2669921875000201,603.42439999999999,639.03189999999995,632.80664000000002,5.2890999999999997E-3,0,7.1180053710937701,722.97889999999995,766.20703000000003,759.77057000000002,5.2986999999999999E-3,9.1909999999999995E-4,7.1319824218750201,710.10080000000005,752.50459999999998,746.79200000000003,5.2630999999999997E-3,8.5439999999999995E-4,7.1410156250000201,720.80930000000001,763.84439999999995,758.13829999999996,5.2823000000000002E-3,9.1859999999999999E-4,7.0119873046875201,691.93320000000006,733.50850000000003,727.55930000000001,5.2418997999999998E-3,7.3510000000000003E-4,true,0.75596665978257827,30.027247956403269,26.501362397820159,7.5725655430711525,7.6052660211075924,75.3,7.2285680640602923,0.97417046003492702,-1.5773010219607193,34.05938584462443,25.247548279463892,0.67640744048185208,0.17740200426519248,18.123363920981657,18.204427666287096,18.464891582047866]
[317,7,0,90.000002656260094,108.600002946179,0,0,0,{"$error":"#N/A"},{"$error":"#N/A"},{"$error":"#N/A"},{"$error":"#N/A"},{"$error":"#N/A"},{"$error":"#N/A"},{"$error":"#N/A"},{"$error":"#N/A"},{"$error":"#N/A"},{"$error":"#N/A"},{"$error":"#N/A"},{"$error":"#N/A"},{"$error":"#N/A"},{"$error":"#N/A"},{"$error":"#N/A"},{"$error":"#N/A"},{"$error":"#N/A"},{"$error":"#N/A"},{"$error":"#N/A"},{"$error":"#N/A"},{"$error":"#N/A"},{"$error":"#N/A"},{"$error":"#N/A"},{"$error":"#N/A"},{"$error":"#N/A"},{"$error":"#N/A"},{"$error":"#N/A"},{"$error":"#N/A"},{"$error":"#N/A"},{"$error":"#N/A"},{"$error":"#N/A"},{"$error":"#N/A"},{"$error":"#N/A"},{"$error":"#N/A"},{"$error":"#N/A"},{"$error":"#N/A"},{"$error":"#N/A"},false,{"$error":"#N/A"},{"$error":"#N/A"},{"$error":"#N/A"},{"$error":"#N/A"},{"$error":"#N/A"},{"$error":"#N/A"},{"$error":"#N/A"},{"$error":"#N/A"},{"$error":"#N/A"},{"$error":"#N/A"},{"$error":"#N/A"},{"$error":"#N/A"},{"$error":"#N/A"},{"$error":"#N/A"},{"$error":"#N/A"},{"$error":"#N/A"}]
[317,12,0,60.099996549792898,171.89998622820599,320,235,170.51570000000001,0.734375,27.456994628906202,1747.605,1733.1206999999999,1727.4592,1.2878000000000001E-2,1.1945E-3,27.640008544921798,1590.8996999999999,1576.6917000000001,1571.5146,1.2876800000000001E-2,0,27.424005126953102,1761.9656,1747.5533,1742.7705000000001,1.28792E-2,1.3029999999999999E-3,27.451989746093702,1739.7046,1725.3140000000001,1720.9338,1.28754E-2,1.137E-3,27.465997314453102,1758.7361000000001,1744.1010000000001,1739.5017,1.2877400000000001E-2,1.2802E-3,27.195001220703102,1706.4158,1693.7702999999999,1688.9276,1.2863100000000001E-2,8.9530000000000002E-4,true,0.3266650730096255,30.592361652377235,26.279553130683293,14.599824098504822,8.3269378357636157,75.3,11.781079949769778,0.32835208049868653,-1.9874770104488383E-2,31.25874125874105,28.601398601398419,2.9513646177981023E-2,9.3173489036590951E-3,9.8501055723374691,9.9213435321565946,9.9232040224125218]
[318,18,0,90.000002656260094,251.30000156685301,0,0,0,{"$error":"#N/A"},{"$error":"#N/A"},{"$error":"#N/A"},{"$error":"#N/A"},{"$error":"#N/A"},{"$error":"#N/A"},{"$error":"#N/A"},{"$error":"#N/A"},{"$error":"#N/A"},{"$error":"#N/A"},{"$error":"#N/A"},{"$error":"#N/A"},{"$error":"#N/A"},{"$error":"#N/A"},{"$error":"#N/A"},{"$error":"#N/A"},{"$error":"#N/A"},{"$error":"#N/A"},{"$error":"#N/A"},{"$error":"#N/A"},{"$error":"#N/A"},{"$error":"#N/A"},{"$error":"#N/A"},{"$error":"#N/A"},{"$error":"#N/A"},{"$error":"#N/A"},{"$error":"#N/A"},{"$error":"#N/A"},{"$error":"#N/A"},{"$error":"#N/A"},{"$error":"#N/A"},{"$error":"#N/A"},{"$error":"#N/A"},{"$error":"#N/A"},{"$error":"#N/A"},{"$error":"#N/A"},{"$error":"#N/A"},false,{"$error":"#N/A"},{"$error":"#N/A"},{"$error":"#N/A"},{"$error":"#N/A"},{"$error":"#N/A"},{"$error":"#N/A"},{"$error":"#N/A"},{"$error":"#N/A"},{"$error":"#N/A"},{"$error":"#N/A"},{"$error":"#N/A"},{"$error":"#N/A"},{"$error":"#N/A"},{"$error":"#N/A"},{"$error":"#N/A"},{"$error":"#N/A"}]
[319,11,0,63.700002873033299,156.49999695563699,170,165,11.28487,0.97058820000000001,15.672998046875,801.92269999999996,827.12536999999998,821.95416,5.9153000000000001E-3,9.1299999999999997E-4,15.8269897460937,683.88210000000004,704.98620000000005,699.90499999999997,5.9147000000000002E-3,0,15.6559997558593,812.66120000000001,838.25419999999997,833.05029999999999,5.9223000000000001E-3,9.8909999999999992E-4,15.672998046875,798.30520000000001,823.3913,818.55880000000002,5.8849999999999996E-3,9.1540000000000002E-4,15.6790100097656,809.74030000000005,835.17236000000003,830.64075000000003,5.9005999999999998E-3,9.8820000000000006E-4,15.5219970703125,778.15949999999998,803,798.02313000000004,5.8548000000000003E-3,7.8989999999999996E-4,true,0.62520268239384003,30.045385779122537,26.328794755421082,8.0511251911732362,7.6938631078758419,75.3,7.4789704271631985,0.72075169698358355,-0.71460825446127674,34.73799126637568,26.593886462882022,0.63381478334749719,0.11819732198639077,17.26037280402571,17.325044093061667,17.43796086611755]
[319,14,0,63.700002873033299,203.499994241309,476,134,771.88509999999997,0.28151261999999999,32.510003662109398,3272.482,3190.7336,3178.5198,2.4563700000000001E-2,1.1658E-3,32.708001708984398,3120.0830000000001,3039.9794999999999,3029.3933000000002,2.4559500000000001E-2,0,32.481988525390598,3289.3787000000002,3207.5405000000001,3195.4609999999998,2.4586299999999998E-2,1.2733E-3,32.524011230468702,3249.0192999999999,3167.6929,3156.1547999999998,2.45393E-2,1.0101999999999999E-3,32.519006347656202,3277.5949999999998,3195.6183999999998,3184.7026000000001,2.4592099999999999E-2,1.1769E-3,32.247003173828098,3229.029,3151.1869999999999,3141.2687999999998,2.45042E-2,8.9159999999999999E-4,true,0.38278971331232392,33.378899404136,24.157027690150716,26.044347653929911,8.4426293882038816,75.3,22.070252187339165,0.34823261143700918,0.76268395325176763,29.340159271899847,23.993174061433486,0.19152950573162464,9.192111053716312E-2,4.8844533943488004,4.9590498883298428,4.9226523343799506]
[320,6,0,90.000002656260094,99.700002964132693,0,0,0,{"$error":"#N/A"},{"$error":"#N/A"},{"$error":"#N/A"},{"$error":"#N/A"},{"$error":"#N/A"},{"$error":"#N/A"},{"$error":"#N/A"},{"$error":"#N/A"},{"$error":"#N/A"},{"$error":"#N/A"},{"$error":"#N/A"},{"$error":"#N/A"},{"$error":"#N/A"},{"$error":"#N/A"},{"$error":"#N/A"},{"$error":"#N/A"},{"$error":"#N/A"},{"$error":"#N/A"},{"$error":"#N/A"},{"$error":"#N/A"},{"$error":"#N/A"},{"$error":"#N/A"},{"$error":"#N/A"},{"$error":"#N/A"},{"$error":"#N/A"},{"$error":"#N/A"},{"$error":"#N/A"},{"$error":"#N/A"},{"$error":"#N/A"},{"$error":"#N/A"},{"$error":"#N/A"},{"$error":"#N/A"},{"$error":"#N/A"},{"$error":"#N/A"},{"$error":"#N/A"},{"$error":"#N/A"},{"$error":"#N/A"},false,{"$error":"#N/A"},{"$error":"#N/A"},{"$error":"#N/A"},{"$error":"#N/A"},{"$error":"#N/A"},{"$error":"#N/A"},{"$error":"#N/A"},{"$error":"#N/A"},{"$error":"#N/A"},{"$error":"#N/A"},{"$error":"#N/A"},{"$error":"#N/A"},{"$error":"#N/A"},{"$error":"#N/A"},{"$error":"#N/A"},{"$error":"#N/A"}]
[320,23,0,90.000002656260094,313.39999893121097,0,0,0,{"$error":"#N/A"},{"$error":"#N/A"},{"$error":"#N/A"},{"$error":"#N/A"},{"$error":"#N/A"},{"$error":"#N/A"},{"$error":"#N/A"},{"$error":"#N/A"},{"$error":"#N/A"},{"$error":"#N/A"},{"$error":"#N/A"},{"$error":"#N/A"},{"$error":"#N/A"},{"$error":"#N/A"},{"$error":"#N/A"},{"$error":"#N/A"},{"$error":"#N/A"},{"$error":"#N/A"},{"$error":"#N/A"},{"$error":"#N/A"},{"$error":"#N/A"},{"$error":"#N/A"},{"$error":"#N/A"},{"$error":"#N/A"},{"$error":"#N/A"},{"$error":"#N/A"},{"$error":"#N/A"},{"$error":"#N/A"},{"$error":"#N/A"},{"$error":"#N/A"},{"$error":"#N/A"},{"$error":"#N/A"},{"$error":"#N/A"},{"$error":"#N/A"},{"$error":"#N/A"},{"$error":"#N/A"},{"$error":"#N/A"},false,{"$error":"#N/A"},{"$error":"#N/A"},{"$error":"#N/A"},{"$error":"#N/A"},{"$error":"#N/A"},{"$error":"#N/A"},{"$error":"#N/A"},{"$error":"#N/A"},{"$error":"#N/A"},{"$error":"#N/A"},{"$error":"#N/A"},{"$error":"#N/A"},{"$error":"#N/A"},{"$error":"#N/A"},{"$error":"#N/A"},{"$error":"#N/A"}]
[321,16,0,77.699998860941307,230.10000750353501,111,85,122.04832,0.76576580000000005,6.4160095214843897,716.55629999999996,761.08923000000004,758.63025000000005,5.7686999999999999E-3,3.9960001999999998E-4,6.4800048828125201,664.99869999999999,706.11270000000002,703.8143,5.7682999999999996E-3,0,6.4009948730468897,722.12779999999998,767.04470000000003,764.86469999999997,5.7720000000000002E-3,4.394E-4,6.4120117187500201,712.18039999999996,756.4384,754.55219999999997,5.7634000000000001E-3,3.7110000000000002E-4,6.4179931640625201,716.41160000000002,760.92600000000004,759.01149999999996,5.7645999999999999E-3,4.0259999999999997E-4,6.3520141601562701,701.50476000000003,745.22546,743.25915999999995,5.7562999999999998E-3,2.9530000000000002E-4,true,0.32308695262971948,33.42963653308481,27.064305684995343,18.404742656965766,9.0578015475648694,75.3,15.436185463654381,0.3255004477330623,-3.7255158030821495E-2,38.915662650602592,28.554216867470128,0.14921747579554889,5.717255717255787E-2,7.7530377127053001,7.7858010484728606,7.7884109487403208]
[322,10,0,70.100000622617799,142.60000222271299,120,119,2.937897,0.99166670000000001,-2.0690063476562202,523.63477,570.03160000000003,565.20056,3.9186999999999998E-3,7.4680000000000005E-4,-1.95599975585935,427.8175,465.02269999999999,460.36799999999999,3.9129000000000004E-3,0,-2.0820068359374702,531.93060000000003,579.13289999999995,573.94880000000001,3.9240000000000004E-3,8.0650000000000003E-4,-2.0679992675781,521.17759999999998,567.33910000000003,561.87932999999998,3.8884000000000002E-3,7.5779999999999999E-4,-2.0610107421874702,528.17989999999998,574.99130000000002,569.90309999999999,3.9039999999999999E-3,7.9699999999999997E-4,-2.1669982910156,505.17759999999998,549.99492999999995,544.61959999999999,3.8598999999999999E-3,6.6089999999999996E-4,true,0.84750389276665195,30.698016164584867,27.119764878765618,6.4264977566640402,7.4023558586484794,75.3,6.2473219068023562,1.0009618885271605,-0.95870149868860821,34.535147392290355,26.462585034013671,0.91554366834687428,0.13506625891948065,22.396762638274499,22.581456776196095,22.771469780697181]
[323,3,0,90.000002656260094,66.600000411384997,0,0,0,{"$error":"#N/A"},{"$error":"#N/A"},{"$error":"#N/A"},{"$error":"#N/A"},{"$error":"#N/A"},{"$error":"#N/A"},{"$error":"#N/A"},{"$error":"#N/A"},{"$error":"#N/A"},{"$error":"#N/A"},{"$error":"#N/A"},{"$error":"#N/A"},{"$error":"#N/A"},{"$error":"#N/A"},{"$error":"#N/A"},{"$error":"#N/A"},{"$error":"#N/A"},{"$error":"#N/A"},{"$error":"#N/A"},{"$error":"#N/A"},{"$error":"#N/A"},{"$error":"#N/A"},{"$error":"#N/A"},{"$error":"#N/A"},{"$error":"#N/A"},{"$error":"#N/A"},{"$error":"#N/A"},{"$error":"#N/A"},{"$error":"#N/A"},{"$error":"#N/A"},{"$error":"#N/A"},{"$error":"#N/A"},{"$error":"#N/A"},{"$error":"#N/A"},{"$error":"#N/A"},{"$error":"#N/A"},{"$error":"#N/A"},false,{"$error":"#N/A"},{"$error":"#N/A"},{"$error":"#N/A"},{"$error":"#N/A"},{"$error":"#N/A"},{"$error":"#N/A"},{"$error":"#N/A"},{"$error":"#N/A"},{"$error":"#N/A"},{"$error":"#N/A"},{"$error":"#N/A"},{"$error":"#N/A"},{"$error":"#N/A"},{"$error":"#N/A"},{"$error":"#N/A"},{"$error":"#N/A"}]
[323,18,0,90.000002656260094,250.39997570092601,0,0,0,{"$error":"#N/A"},{"$error":"#N/A"},{"$error":"#N/A"},{"$error":"#N/A"},{"$error":"#N/A"},{"$error":"#N/A"},{"$error":"#N/A"},{"$error":"#N/A"},{"$error":"#N/A"},{"$error":"#N/A"},{"$error":"#N/A"},{"$error":"#N/A"},{"$error":"#N/A"},{"$error":"#N/A"},{"$error":"#N/A"},{"$error":"#N/A"},{"$error":"#N/A"},{"$error":"#N/A"},{"$error":"#N/A"},{"$error":"#N/A"},{"$error":"#N/A"},{"$error":"#N/A"},{"$error":"#N/A"},{"$error":"#N/A"},{"$error":"#N/A"},{"$error":"#N/A"},{"$error":"#N/A"},{"$error":"#N/A"},{"$error":"#N/A"},{"$error":"#N/A"},{"$error":"#N/A"},{"$error":"#N/A"},{"$error":"#N/A"},{"$error":"#N/A"},{"$error":"#N/A"},{"$error":"#N/A"},{"$error":"#N/A"},{"$f":"IF(ISNUMBER(O7751),IF(O7751>0,TRUE,FALSE),FALSE)","v":false},{"$f":" 100 * IF(AT7751,(L7751-M7751)/L7751,NA())","v":{"$error":"#N/A"}},{"$f":" 100 * IF(AT7751, $AS$4 + (AA7751 - AS7751) * ($AM$4 - $AS$4) /(AM7751 - AS7751),NA())","v":{"$error":"#N/A"}},{"$f":" 100 * (IF(AT7751, $AS$4 + (AG7751 - AS7751) * ($AM$4 - $AS$4) /(AM7751 - AS7751),NA()) )","v":{"$error":"#N/A"}},{"$f":" 100 * (IF(AT7751,AA7751/AG7751-1,NA()))","v":{"$error":"#N/A"}},{"$f":" 100 * (IF(AT7751,1-O7751/AA7751,NA()))","v":{"$error":"#N/A"}},{"$f":"IF(AT7751,$AZ$5,NA())","v":{"$error":"#N/A"}},{"$error":"#N/A"},{"$f":" 100 * IF(AT7751,(R7751-S7751)/R7751,NA())","v":{"$error":"#N/A"}},{"$f":"(AU7751-BB7751)*BA7751","v":{"$error":"#N/A"}},{"$f":" 100 * (IF(AT7751, $AS$4 + (Z7751 - AR7751) * ($AM$4 - $AS$4) /(AL7751 - AR7751),NA()))","v":{"$error":"#N/A"}},{"$f":" 100 * (IF(AT7751, $AS$4 + (AF7751 - AR7751) * ($AM$4 - $AS$4) /(AL7751 - AR7751),NA()))","v":{"$error":"#N/A"}},{"$f":" 100 * (IF(AT7751,Z7751/AF7751-1,NA()))","v":{"$error":"#N/A"}},{"$f":" 100 * (IF(AT7751,1-N7751/Z7751,NA()))","v":{"$error":"#N/A"}},{"$f":"100 * IF(AT7751,(K7751-Q7751)/Q7751,NA())","v":{"$error":"#N/A"}},{"$error":"#N/A"},{"$error":"#N/A"}]
[324,14,0,64.899998504748893,203.30000144538701,61,61,0,1,6.1199890136718897,237.5889,250.99969999999999,249.26176000000001,2.0536999999999999E-3,3.4210000000000002E-4,6.1690002441406397,195.50630000000001,205.9599,204.21174999999999,2.0538000000000002E-3,0,6.1140075683593897,241.4444,255.12700000000001,253.15102999999999,2.0573000000000002E-3,3.6979999999999999E-4,6.1199890136718897,236.56950000000001,249.9085,248.09312,2.0425999999999999E-3,3.4489999999999998E-4,6.1260009765625201,240.71360000000001,254.33709999999999,252.53218000000001,2.0507001E-3,3.702E-4,6.0750061035156397,229.69040000000001,242.5831,240.70088000000001,2.0336E-3,2.9799999999999998E-4,true,0.69240720208031348,29.944598337950133,26.495844875346258,7.2194839083792539,7.4905354245538014,75.3,7.0032154340836001,0.8487817288705275,-1.0951244995147462,33.859568072701471,25.263127116215646,0.71967100753942415,0.17498663296555694,21.52493295612468,21.868237457874073,22.060439715148622]
[325,7,0,90.000002656260094,109.900004689902,0,0,0,{"$error":"#N/A"},{"$error":"#N/A"},{"$error":"#N/A"},{"$error":"#N/A"},{"$error":"#N/A"},{"$error":"#N/A"},{"$error":"#N/A"},{"$error":"#N/A"},{"$error":"#N/A"},{"$error":"#N/A"},{"$error":"#N/A"},{"$error":"#N/A"},{"$error":"#N/A"},{"$error":"#N/A"},{"$error":"#N/A"},{"$error":"#N/A"},{"$error":"#N/A"},{"$error":"#N/A"},{"$error":"#N/A"},{"$error":"#N/A"},{"$error":"#N/A"},{"$error":"#N/A"},{"$error":"#N/A"},{"$error":"#N/A"},{"$error":"#N/A"},{"$error":"#N/A"},{"$error":"#N/A"},{"$error":"#N/A"},{"$error":"#N/A"},{"$error":"#N/A"},{"$error":"#N/A"},{"$error":"#N/A"},{"$error":"#N/A"},{"$error":"#N/A"},{"$error":"#N/A"},{"$error":"#N/A"},{"$error":"#N/A"},false,{"$error":"#N/A"},{"$error":"#N/A"},{"$error":"#N/A"},{"$error":"#N/A"},{"$error":"#N/A"},{"$error":"#N/A"},{"$error":"#N/A"},{"$error":"#N/A"},{"$error":"#N/A"},{"$error":"#N/A"},{"$error":"#N/A"},{"$error":"#N/A"},{"$error":"#N/A"},{"$error":"#N/A"},{"$error":"#N/A"},{"$error":"#N/A"}]
[325,20,0,90.000002656260094,269.10000153094597,0,0,0,{"$error":"#N/A"},{"$error":"#N/A"},{"$error":"#N/A"},{"$error":"#N/A"},{"$error":"#N/A"},{"$error":"#N/A"},{"$error":"#N/A"},{"$error":"#N/A"},{"$error":"#N/A"},{"$error":"#N/A"},{"$error":"#N/A"},{"$error":"#N/A"},{"$error":"#N/A"},{"$error":"#N/A"},{"$error":"#N/A"},{"$error":"#N/A"},{"$error":"#N/A"},{"$error":"#N/A"},{"$error":"#N/A"},{"$error":"#N/A"},{"$error":"#N/A"},{"$error":"#N/A"},{"$error":"#N/A"},{"$error":"#N/A"},{"$error":"#N/A"},{"$error":"#N/A"},{"$error":"#N/A"},{"$error":"#N/A"},{"$error":"#N/A"},{"$error":"#N/A"},{"$error":"#N/A"},{"$error":"#N/A"},{"$error":"#N/A"},{"$error":"#N/A"},{"$error":"#N/A"},{"$error":"#N/A"},{"$error":"#N/A"},false,{"$error":"#N/A"},{"$error":"#N/A"},{"$error":"#N/A"},{"$error":"#N/A"},{"$error":"#N/A"},{"$error":"#N/A"},{"$error":"#N/A"},{"$error":"#N/A"},{"$error":"#N/A"},{"$error":"#N/A"},{"$error":"#N/A"},{"$error":"#N/A"},{"$error":"#N/A"},{"$error":"#N/A"},{"$error":"#N/A"},{"$error":"#N/A"}]
[326,18,0,90.000002656260094,250.00000953717699,0,0,0,{"$error":"#N/A"},{"$error":"#N/A"},{"$error":"#N/A"},{"$error":"#N/A"},{"$error":"#N/A"},{"$error":"#N/A"},{"$error":"#N/A"},{"$error":"#N/A"},{"$error":"#N/A"},{"$error":"#N/A"},{"$error":"#N/A"},{"$error":"#N/A"},{"$error":"#N/A"},{"$error":"#N/A"},{"$error":"#N/A"},{"$error":"#N/A"},{"$error":"#N/A"},{"$error":"#N/A"},{"$error":"#N/A"},{"$error":"#N/A"},{"$error":"#N/A"},{"$error":"#N/A"},{"$error":"#N/A"},{"$error":"#N/A"},{"$error":"#N/A"},{"$error":"#N/A"},{"$error":"#N/A"},{"$error":"#N/A"},{"$error":"#N/A"},{"$error":"#N/A"},{"$error":"#N/A"},{"$error":"#N/A"},{"$error":"#N/A"},{"$error":"#N/A"},{"$error":"#N/A"},{"$error":"#N/A"},{"$error":"#N/A"},false,{"$error":"#N/A"},{"$error":"#N/A"},{"$error":"#N/A"},{"$error":"#N/A"},{"$error":"#N/A"},{"$error":"#N/A"},{"$error":"#N/A"},{"$error":"#N/A"},{"$error":"#N/A"},{"$error":"#N/A"},{"$error":"#N/A"},{"$error":"#N/A"},{"$error":"#N/A"},{"$error":"#N/A"},{"$error":"#N/A"},{"$error":"#N/A"}]
[327,11,0,65.499996320606698,156.89999226152699,41,41,0,1,1.8139892578125201,141.67500000000001,149.76410000000001,148.64072999999999,1.3764000000000001E-3,2.3340000000000001E-4,1.8470092773437701,113.8151,119.44710000000001,118.474495,1.3763E-3,0,1.80999145507814,144.2072,152.5204,151.42913999999999,1.3782E-3,2.5260000000000001E-4,1.81499633789064,140.9273,148.95070000000001,147.89774,1.3685001E-3,2.351E-4,1.8160034179687701,143.28030000000001,151.50970000000001,150.49767,1.3722999999999999E-3,2.5080000000000002E-4,1.78099975585939,136.02010000000001,143.62260000000001,142.57821999999999,1.3606E-3,2.0230000000000001E-4,true,0.75009297955920173,30.371134020618552,26.762886597938142,7.443641003828172,7.6009501187648487,75.3,6.8971722365038559,0.81425585049783655,-0.44254237205233216,35.04273504273516,26.752222222222237,0.7087979021704216,0.13060513713538668,24.478210711935418,25.38111013159801,25.462218682594923]
[327,22,0,90.000002656260094,292.39999766381402,0,0,0,{"$error":"#N/A"},{"$error":"#N/A"},{"$error":"#N/A"},{"$error":"#N/A"},{"$error":"#N/A"},{"$error":"#N/A"},{"$error":"#N/A"},{"$error":"#N/A"},{"$error":"#N/A"},{"$error":"#N/A"},{"$error":"#N/A"},{"$error":"#N/A"},{"$error":"#N/A"},{"$error":"#N/A"},{"$error":"#N/A"},{"$error":"#N/A"},{"$error":"#N/A"},{"$error":"#N/A"},{"$error":"#N/A"},{"$error":"#N/A"},{"$error":"#N/A"},{"$error":"#N/A"},{"$error":"#N/A"},{"$error":"#N/A"},{"$error":"#N/A"},{"$error":"#N/A"},{"$error":"#N/A"},{"$error":"#N/A"},{"$error":"#N/A"},{"$error":"#N/A"},{"$error":"#N/A"},{"$error":"#N/A"},{"$error":"#N/A"},{"$error":"#N/A"},{"$error":"#N/A"},{"$error":"#N/A"},{"$error":"#N/A"},false,{"$error":"#N/A"},{"$error":"#N/A"},{"$error":"#N/A"},{"$error":"#N/A"},{"$error":"#N/A"},{"$error":"#N/A"},{"$error":"#N/A"},{"$error":"#N/A"},{"$error":"#N/A"},{"$error":"#N/A"},{"$error":"#N/A"},{"$error":"#N/A"},{"$error":"#N/A"},{"$error":"#N/A"},{"$error":"#N/A"},{"$error":"#N/A"}]
[328,22,0,90.000002656260094,292.20000486789303,0,0,0,{"$error":"#N/A"},{"$error":"#N/A"},{"$error":"#N/A"},{"$error":"#N/A"},{"$error":"#N/A"},{"$error":"#N/A"},{"$error":"#N/A"},{"$error":"#N/A"},{"$error":"#N/A"},{"$error":"#N/A"},{"$error":"#N/A"},{"$error":"#N/A"},{"$error":"#N/A"},{"$error":"#N/A"},{"$error":"#N/A"},{"$error":"#N/A"},{"$error":"#N/A"},{"$error":"#N/A"},{"$error":"#N/A"},{"$error":"#N/A"},{"$error":"#N/A"},{"$error":"#N/A"},{"$error":"#N/A"},{"$error":"#N/A"},{"$error":"#N/A"},{"$error":"#N/A"},{"$error":"#N/A"},{"$error":"#N/A"},{"$error":"#N/A"},{"$error":"#N/A"},{"$error":"#N/A"},{"$error":"#N/A"},{"$error":"#N/A"},{"$error":"#N/A"},{"$error":"#N/A"},{"$error":"#N/A"},{"$error":"#N/A"},false,{"$error":"#N/A"},{"$error":"#N/A"},{"$error":"#N/A"},{"$error":"#N/A"},{"$error":"#N/A"},{"$error":"#N/A"},{"$error":"#N/A"},{"$error":"#N/A"},{"$error":"#N/A"},{"$error":"#N/A"},{"$error":"#N/A"},{"$error":"#N/A"},{"$error":"#N/A"},{"$error":"#N/A"},{"$error":"#N/A"},{"$error":"#N/A"}]
[329,15,0,71.499998764301594,216.50001167854001,251,97,485.33792,0.38645420000000003,21.830010986328102,2320.6763000000001,2345.223,2339.1869999999999,1.7782599999999999E-2,6.6339999999999997E-4,21.938989257812501,2233.0488,2255.8661999999999,2249.4731000000002,1.7777399999999999E-2,0,21.813989257812501,2329.8027000000002,2354.558,2348.1637999999998,1.7792700000000002E-2,7.2309999999999996E-4,21.855004882812501,2304.6925999999999,2328.8813,2323.0369000000001,1.7755199999999999E-2,5.6910000000000001E-4,21.851007080078102,2314.0790000000002,2338.3939999999998,2332.4045000000001,1.7766799999999999E-2,6.2909999999999995E-4,21.784997558593702,2297.0390000000002,2321.665,2315.9029999999998,1.77282E-2,5.375E-4,true,0.25737424543423199,40.262008733624455,23.449781659388648,27.060270602706016,8.2561194855483304,75.3,27.805245703949353,0.28339890016525698,-0.72362191915659801,36.709844559586138,26.994818652849595,0.21120573127872966,5.6764853001523008E-2,3.9241193475037379,3.9610859899403619,3.9882183965658324]
[330,1,0,90.000002656260094,19.5000006564734,0,0,0,{"$error":"#N/A"},{"$error":"#N/A"},{"$error":"#N/A"},{"$error":"#N/A"},{"$error":"#N/A"},{"$error":"#N/A"},{"$error":"#N/A"},{"$error":"#N/A"},{"$error":"#N/A"},{"$error":"#N/A"},{"$error":"#N/A"},{"$error":"#N/A"},{"$error":"#N/A"},{"$error":"#N/A"},{"$error":"#N/A"},{"$error":"#N/A"},{"$error":"#N/A"},{"$error":"#N/A"},{"$error":"#N/A"},{"$error":"#N/A"},{"$error":"#N/A"},{"$error":"#N/A"},{"$error":"#N/A"},{"$error":"#N/A"},{"$error":"#N/A"},{"$error":"#N/A"},{"$error":"#N/A"},{"$error":"#N/A"},{"$error":"#N/A"},{"$error":"#N/A"},{"$error":"#N/A"},{"$error":"#N/A"},{"$error":"#N/A"},{"$error":"#N/A"},{"$error":"#N/A"},{"$error":"#N/A"},{"$error":"#N/A"},false,{"$error":"#N/A"},{"$error":"#N/A"},{"$error":"#N/A"},{"$error":"#N/A"},{"$error":"#N/A"},{"$error":"#N/A"},{"$error":"#N/A"},{"$error":"#N/A"},{"$error":"#N/A"},{"$error":"#N/A"},{"$error":"#N/A"},{"$error":"#N/A"},{"$error":"#N/A"},{"$error":"#N/A"},{"$error":"#N/A"},{"$error":"#N/A"}]
[331,2,0,90.000002656260094,49.600005630141197,0,0,0,{"$error":"#N/A"},{"$error":"#N/A"},{"$error":"#N/A"},{"$error":"#N/A"},{"$error":"#N/A"},{"$error":"#N/A"},{"$error":"#N/A"},{"$error":"#N/A"},{"$error":"#N/A"},{"$error":"#N/A"},{"$error":"#N/A"},{"$error":"#N/A"},{"$error":"#N/A"},{"$error":"#N/A"},{"$error":"#N/A"},{"$error":"#N/A"},{"$error":"#N/A"},{"$error":"#N/A"},{"$error":"#N/A"},{"$error":"#N/A"},{"$error":"#N/A"},{"$error":"#N/A"},{"$error":"#N/A"},{"$error":"#N/A"},{"$error":"#N/A"},{"$error":"#N/A"},{"$error":"#N/A"},{"$error":"#N/A"},{"$error":"#N/A"},{"$error":"#N/A"},{"$error":"#N/A"},{"$error":"#N/A"},{"$error":"#N/A"},{"$error":"#N/A"},{"$error":"#N/A"},{"$error":"#N/A"},{"$error":"#N/A"},false,{"$error":"#N/A"},{"$error":"#N/A"},{"$error":"#N/A"},{"$error":"#N/A"},{"$error":"#N/A"},{"$error":"#N/A"},{"$error":"#N/A"},{"$error":"#N/A"},{"$error":"#N/A"},{"$error":"#N/A"},{"$error":"#N/A"},{"$error":"#N/A"},{"$error":"#N/A"},{"$error":"#N/A"},{"$error":"#N/A"},{"$error":"#N/A"}]
[331,3,0,90.000002656260094,68.599996368926497,0,0,0,{"$error":"#N/A"},{"$error":"#N/A"},{"$error":"#N/A"},{"$error":"#N/A"},{"$error":"#N/A"},{"$error":"#N/A"},{"$error":"#N/A"},{"$error":"#N/A"},{"$error":"#N/A"},{"$error":"#N/A"},{"$error":"#N/A"},{"$error":"#N/A"},{"$error":"#N/A"},{"$error":"#N/A"},{"$error":"#N/A"},{"$error":"#N/A"},{"$error":"#N/A"},{"$error":"#N/A"},{"$error":"#N/A"},{"$error":"#N/A"},{"$error":"#N/A"},{"$error":"#N/A"},{"$error":"#N/A"},{"$error":"#N/A"},{"$error":"#N/A"},{"$error":"#N/A"},{"$error":"#N/A"},{"$error":"#N/A"},{"$error":"#N/A"},{"$error":"#N/A"},{"$error":"#N/A"},{"$error":"#N/A"},{"$error":"#N/A"},{"$error":"#N/A"},{"$error":"#N/A"},{"$error":"#N/A"},{"$error":"#N/A"},false,{"$error":"#N/A"},{"$error":"#N/A"},{"$error":"#N/A"},{"$error":"#N/A"},{"$error":"#N/A"},{"$error":"#N/A"},{"$error":"#N/A"},{"$error":"#N/A"},{"$error":"#N/A"},{"$error":"#N/A"},{"$error":"#N/A"},{"$error":"#N/A"},{"$error":"#N/A"},{"$error":"#N/A"},{"$error":"#N/A"},{"$error":"#N/A"}]
[332,3,0,90.000002656260094,68.699997623910605,0,0,0,{"$error":"#N/A"},{"$error":"#N/A"},{"$error":"#N/A"},{"$error":"#N/A"},{"$error":"#N/A"},{"$error":"#N/A"},{"$error":"#N/A"},{"$error":"#N/A"},{"$error":"#N/A"},{"$error":"#N/A"},{"$error":"#N/A"},{"$error":"#N/A"},{"$error":"#N/A"},{"$error":"#N/A"},{"$error":"#N/A"},{"$error":"#N/A"},{"$error":"#N/A"},{"$error":"#N/A"},{"$error":"#N/A"},{"$error":"#N/A"},{"$error":"#N/A"},{"$error":"#N/A"},{"$error":"#N/A"},{"$error":"#N/A"},{"$error":"#N/A"},{"$error":"#N/A"},{"$error":"#N/A"},{"$error":"#N/A"},{"$error":"#N/A"},{"$error":"#N/A"},{"$error":"#N/A"},{"$error":"#N/A"},{"$error":"#N/A"},{"$error":"#N/A"},{"$error":"#N/A"},{"$error":"#N/A"},{"$error":"#N/A"},false,{"$error":"#N/A"},{"$error":"#N/A"},{"$error":"#N/A"},{"$error":"#N/A"},{"$error":"#N/A"},{"$error":"#N/A"},{"$error":"#N/A"},{"$error":"#N/A"},{"$error":"#N/A"},{"$error":"#N/A"},{"$error":"#N/A"},{"$error":"#N/A"},{"$error":"#N/A"},{"$error":"#N/A"},{"$error":"#N/A"},{"$error":"#N/A"}]
[332,14,0,66.399997901416796,202.499991405515,155,152,7.4934607,0.98064519999999999,8.9410034179687692,714.51710000000003,752.92259999999999,747.95916999999997,5.2788000000000002E-3,8.7350000000000004E-4,9.0930114746093906,602.15539999999999,634.07874000000004,628.9212,5.2791000000000001E-3,0,8.9269958496093906,724.71130000000005,763.71289999999999,758.17534999999998,5.2871000000000003E-3,9.4399999999999996E-4,8.9460083007812692,711.52966000000004,749.75869999999998,744.67615000000001,5.2497999999999998E-3,8.7920000000000001E-4,8.9580017089843906,721.25390000000004,759.98193000000003,754.82709999999997,5.2690999999999997E-3,9.3519999999999996E-4,8.8099914550781406,692.18700000000001,729.66790000000003,724.21216000000004,5.2240000000000003E-3,7.5480000000000002E-4,true,0.65922181111312328,30.487804878048781,26.895787139689581,7.3703366696997286,7.4682203389830448,75.3,7.0432741843159699,0.81339109398306586,-1.0858565300523728,33.99113082039932,25.720620842572021,0.71050325726695895,0.15698587127158659,18.659917356881635,18.742760559989748,18.927326666679384]
[333,7,0,90.000002656260094,111.000003923657,0,0,0,{"$error":"#N/A"},{"$error":"#N/A"},{"$error":"#N/A"},{"$error":"#N/A"},{"$error":"#N/A"},{"$error":"#N/A"},{"$error":"#N/A"},{"$error":"#N/A"},{"$error":"#N/A"},{"$error":"#N/A"},{"$error":"#N/A"},{"$error":"#N/A"},{"$error":"#N/A"},{"$error":"#N/A"},{"$error":"#N/A"},{"$error":"#N/A"},{"$error":"#N/A"},{"$error":"#N/A"},{"$error":"#N/A"},{"$error":"#N/A"},{"$error":"#N/A"},{"$error":"#N/A"},{"$error":"#N/A"},{"$error":"#N/A"},{"$error":"#N/A"},{"$error":"#N/A"},{"$error":"#N/A"},{"$error":"#N/A"},{"$error":"#N/A"},{"$error":"#N/A"},{"$error":"#N/A"},{"$error":"#N/A"},{"$error":"#N/A"},{"$error":"#N/A"},{"$error":"#N/A"},{"$error":"#N/A"},{"$error":"#N/A"},false,{"$error":"#N/A"},{"$error":"#N/A"},{"$error":"#N/A"},{"$error":"#N/A"},{"$error":"#N/A"},{"$error":"#N/A"},{"$error":"#N/A"},{"$error":"#N/A"},{"$error":"#N/A"},{"$error":"#N/A"},{"$error":"#N/A"},{"$error":"#N/A"},{"$error":"#N/A"},{"$error":"#N/A"},{"$error":"#N/A"},{"$error":"#N/A"}]
[334,5,0,90.000002656260094,92.699992827620093,0,0,0,{"$error":"#N/A"},{"$error":"#N/A"},{"$error":"#N/A"},{"$error":"#N/A"},{"$error":"#N/A"},{"$error":"#N/A"},{"$error":"#N/A"},{"$error":"#N/A"},{"$error":"#N/A"},{"$error":"#N/A"},{"$error":"#N/A"},{"$error":"#N/A"},{"$error":"#N/A"},{"$error":"#N/A"},{"$error":"#N/A"},{"$error":"#N/A"},{"$error":"#N/A"},{"$error":"#N/A"},{"$error":"#N/A"},{"$error":"#N/A"},{"$error":"#N/A"},{"$error":"#N/A"},{"$error":"#N/A"},{"$error":"#N/A"},{"$error":"#N/A"},{"$error":"#N/A"},{"$error":"#N/A"},{"$error":"#N/A"},{"$error":"#N/A"},{"$error":"#N/A"},{"$error":"#N/A"},{"$error":"#N/A"},{"$error":"#N/A"},{"$error":"#N/A"},{"$error":"#N/A"},{"$error":"#N/A"},{"$error":"#N/A"},false,{"$error":"#N/A"},{"$error":"#N/A"},{"$error":"#N/A"},{"$error":"#N/A"},{"$error":"#N/A"},{"$error":"#N/A"},{"$error":"#N/A"},{"$error":"#N/A"},{"$error":"#N/A"},{"$error":"#N/A"},{"$error":"#N/A"},{"$error":"#N/A"},{"$error":"#N/A"},{"$error":"#N/A"},{"$error":"#N/A"},{"$error":"#N/A"}]
[334,18,0,90.000002656260094,248.600001681446,0,0,0,{"$error":"#N/A"},{"$error":"#N/A"},{"$error":"#N/A"},{"$error":"#N/A"},{"$error":"#N/A"},{"$error":"#N/A"},{"$error":"#N/A"},{"$error":"#N/A"},{"$error":"#N/A"},{"$error":"#N/A"},{"$error":"#N/A"},{"$error":"#N/A"},{"$error":"#N/A"},{"$error":"#N/A"},{"$error":"#N/A"},{"$error":"#N/A"},{"$error":"#N/A"},{"$error":"#N/A"},{"$error":"#N/A"},{"$error":"#N/A"},{"$error":"#N/A"},{"$error":"#N/A"},{"$error":"#N/A"},{"$error":"#N/A"},{"$error":"#N/A"},{"$error":"#N/A"},{"$error":"#N/A"},{"$error":"#N/A"},{"$error":"#N/A"},{"$error":"#N/A"},{"$error":"#N/A"},{"$error":"#N/A"},{"$error":"#N/A"},{"$error":"#N/A"},{"$error":"#N/A"},{"$error":"#N/A"},{"$error":"#N/A"},false,{"$error":"#N/A"},{"$error":"#N/A"},{"$error":"#N/A"},{"$error":"#N/A"},{"$error":"#N/A"},{"$error":"#N/A"},{"$error":"#N/A"},{"$error":"#N/A"},{"$error":"#N/A"},{"$error":"#N/A"},{"$error":"#N/A"},{"$error":"#N/A"},{"$error":"#N/A"},{"$error":"#N/A"},{"$error":"#N/A"},{"$error":"#N/A"}]
[335,11,0,66.900004176337305,157.60000590343901,370,55,802.88103999999998,0.14864864999999999,15.4039855957031,2680.4535999999998,2765.614,2749.4326000000001,2.0297599999999999E-2,8.9570000000000003E-4,15.53701171875,2562.3380000000002,2642.7168000000001,2630.0542,2.0290900000000001E-2,0,15.3739868164062,2692.5839999999998,2778.4018999999998,2763.0747000000001,2.0301799999999998E-2,9.8409999999999991E-4,15.4200073242187,2659.2289999999998,2743.5974000000001,2728.8791999999999,2.02764E-2,7.5480000000000002E-4,15.4330078125,2669.6394,2754.2134000000001,2738.1306,2.0291400000000001E-2,8.1910000000000001E-4,15.2430053710937,2634.3418000000001,2719.4724000000001,2706.6597000000002,2.0217700000000002E-2,6.2330003000000001E-4,true,0.58509249663908047,38.426967583294307,26.716036269055611,30.378908320084761,8.9828269484808381,75.3,23.661158870157418,0.47915084961052617,2.506702141308764,31.41112618724522,27.964721845318692,0.12526878538596797,2.0687820784359712E-2,4.6096806900572691,4.6504112737316339,4.5390091200401894]
[336,7,0,90.000002656260094,111.60000173951499,0,0,0,{"$error":"#N/A"},{"$error":"#N/A"},{"$error":"#N/A"},{"$error":"#N/A"},{"$error":"#N/A"},{"$error":"#N/A"},{"$error":"#N/A"},{"$error":"#N/A"},{"$error":"#N/A"},{"$error":"#N/A"},{"$error":"#N/A"},{"$error":"#N/A"},{"$error":"#N/A"},{"$error":"#N/A"},{"$error":"#N/A"},{"$error":"#N/A"},{"$error":"#N/A"},{"$error":"#N/A"},{"$error":"#N/A"},{"$error":"#N/A"},{"$error":"#N/A"},{"$error":"#N/A"},{"$error":"#N/A"},{"$error":"#N/A"},{"$error":"#N/A"},{"$error":"#N/A"},{"$error":"#N/A"},{"$error":"#N/A"},{"$error":"#N/A"},{"$error":"#N/A"},{"$error":"#N/A"},{"$error":"#N/A"},{"$error":"#N/A"},{"$error":"#N/A"},{"$error":"#N/A"},{"$error":"#N/A"},{"$error":"#N/A"},false,{"$error":"#N/A"},{"$error":"#N/A"},{"$error":"#N/A"},{"$error":"#N/A"},{"$error":"#N/A"},{"$error":"#N/A"},{"$error":"#N/A"},{"$error":"#N/A"},{"$error":"#N/A"},{"$error":"#N/A"},{"$error":"#N/A"},{"$error":"#N/A"},{"$error":"#N/A"},{"$error":"#N/A"},{"$error":"#N/A"},{"$error":"#N/A"}]
[336,22,0,90.000002656260094,290.39999199222598,0,0,0,{"$error":"#N/A"},{"$error":"#N/A"},{"$error":"#N/A"},{"$error":"#N/A"},{"$error":"#N/A"},{"$error":"#N/A"},{"$error":"#N/A"},{"$error":"#N/A"},{"$error":"#N/A"},{"$error":"#N/A"},{"$error":"#N/A"},{"$error":"#N/A"},{"$error":"#N/A"},{"$error":"#N/A"},{"$error":"#N/A"},{"$error":"#N/A"},{"$error":"#N/A"},{"$error":"#N/A"},{"$error":"#N/A"},{"$error":"#N/A"},{"$error":"#N/A"},{"$error":"#N/A"},{"$error":"#N/A"},{"$error":"#N/A"},{"$error":"#N/A"},{"$error":"#N/A"},{"$error":"#N/A"},{"$error":"#N/A"},{"$error":"#N/A"},{"$error":"#N/A"},{"$error":"#N/A"},{"$error":"#N/A"},{"$error":"#N/A"},{"$error":"#N/A"},{"$error":"#N/A"},{"$error":"#N/A"},{"$error":"#N/A"},false,{"$error":"#N/A"},{"$error":"#N/A"},{"$error":"#N/A"},{"$error":"#N/A"},{"$error":"#N/A"},{"$error":"#N/A"},{"$error":"#N/A"},{"$error":"#N/A"},{"$error":"#N/A"},{"$error":"#N/A"},{"$error":"#N/A"},{"$error":"#N/A"},{"$error":"#N/A"},{"$error":"#N/A"},{"$error":"#N/A"},{"$error":"#N/A"}]
[337,15,0,72.699994396017203,216.10000665860301,280,46,786.88530000000003,0.16428572,16.193017578125001,2998.4712,3085.68,3073.5010000000002,2.3084400000000001E-2,5.4230000000000001E-4,16.304010009765602,2926.5605,3010.6527999999998,2998.0679,2.3076198999999999E-2,0,16.178002929687501,3007.1923999999999,3094.7793000000001,3082.0999000000002,2.3097000999999999E-2,5.9679999999999998E-4,16.215997314453102,2976.335,3062.683,3051.5614999999998,2.3062800000000001E-2,3.947E-4,16.231988525390602,2979.808,3066.0789,3054.1558,2.3057899999999999E-2,4.2630000000000001E-4,16.196008300781202,2970.4841000000001,3056.8582000000001,3045.5945000000002,2.3031699999999999E-2,3.8109999999999999E-4,true,0.39469420030591745,67.721238938053077,23.008849557522122,51.203445654927783,9.1320375335120616,75.3,43.567582518900977,0.41801233274058819,-1.0159146590341785,44.924045801526304,31.870229007634361,0.14829508992835194,5.4556866495336642E-2,2.4571745569585834,2.4920575364917532,2.5160570913020415]
[338,8,0,89.300008442441595,121.499994843309,2,2,0,1,{"$error":"#N/A"},{"$error":"#N/A"},{"$error":"#N/A"},{"$error":"#N/A"},{"$error":"#N/A"},{"$error":"#N/A"},{"$error":"#N/A"},{"$error":"#N/A"},{"$error":"#N/A"},{"$error":"#N/A"},{"$error":"#N/A"},{"$error":"#N/A"},{"$error":"#N/A"},{"$error":"#N/A"},{"$error":"#N/A"},{"$error":"#N/A"},{"$error":"#N/A"},{"$error":"#N/A"},{"$error":"#N/A"},{"$error":"#N/A"},{"$error":"#N/A"},{"$error":"#N/A"},{"$error":"#N/A"},{"$error":"#N/A"},{"$error":"#N/A"},{"$error":"#N/A"},{"$error":"#N/A"},{"$error":"#N/A"},{"$error":"#N/A"},{"$error":"#N/A"},{"$error":"#N/A"},{"$error":"#N/A"},{"$error":"#N/A"},{"$error":"#N/A"},{"$error":"#N/A"},{"$error":"#N/A"},false,{"$error":"#N/A"},{"$error":"#N/A"},{"$error":"#N/A"},{"$error":"#N/A"},{"$error":"#N/A"},{"$error":"#N/A"},{"$error":"#N/A"},{"$error":"#N/A"},{"$error":"#N/A"},{"$error":"#N/A"},{"$error":"#N/A"},{"$error":"#N/A"},{"$error":"#N/A"},{"$error":"#N/A"},{"$error":"#N/A"},{"$error":"#N/A"}]
[339,1,0,90.000002656260094,20.4999998495,0,0,0,{"$error":"#N/A"},{"$error":"#N/A"},{"$error":"#N/A"},{"$error":"#N/A"},{"$error":"#N/A"},{"$error":"#N/A"},{"$error":"#N/A"},{"$error":"#N/A"},{"$error":"#N/A"},{"$error":"#N/A"},{"$error":"#N/A"},{"$error":"#N/A"},{"$error":"#N/A"},{"$error":"#N/A"},{"$error":"#N/A"},{"$error":"#N/A"},{"$error":"#N/A"},{"$error":"#N/A"},{"$error":"#N/A"},{"$error":"#N/A"},{"$error":"#N/A"},{"$error":"#N/A"},{"$error":"#N/A"},{"$error":"#N/A"},{"$error":"#N/A"},{"$error":"#N/A"},{"$error":"#N/A"},{"$error":"#N/A"},{"$error":"#N/A"},{"$error":"#N/A"},{"$error":"#N/A"},{"$error":"#N/A"},{"$error":"#N/A"},{"$error":"#N/A"},{"$error":"#N/A"},{"$error":"#N/A"},{"$error":"#N/A"},false,{"$error":"#N/A"},{"$error":"#N/A"},{"$error":"#N/A"},{"$error":"#N/A"},{"$error":"#N/A"},{"$error":"#N/A"},{"$error":"#N/A"},{"$error":"#N/A"},{"$error":"#N/A"},{"$error":"#N/A"},{"$error":"#N/A"},{"$error":"#N/A"},{"$error":"#N/A"},{"$error":"#N/A"},{"$error":"#N/A"},{"$error":"#N/A"}]
[339,19,0,90.000002656260094,257.299979725431,0,0,0,{"$error":"#N/A"},{"$error":"#N/A"},{"$error":"#N/A"},{"$error":"#N/A"},{"$error":"#N/A"},{"$error":"#N/A"},{"$error":"#N/A"},{"$error":"#N/A"},{"$error":"#N/A"},{"$error":"#N/A"},{"$error":"#N/A"},{"$error":"#N/A"},{"$error":"#N/A"},{"$error":"#N/A"},{"$error":"#N/A"},{"$error":"#N/A"},{"$error":"#N/A"},{"$error":"#N/A"},{"$error":"#N/A"},{"$error":"#N/A"},{"$error":"#N/A"},{"$error":"#N/A"},{"$error":"#N/A"},{"$error":"#N/A"},{"$error":"#N/A"},{"$error":"#N/A"},{"$error":"#N/A"},{"$error":"#N/A"},{"$error":"#N/A"},{"$error":"#N/A"},{"$error":"#N/A"},{"$error":"#N/A"},{"$error":"#N/A"},{"$error":"#N/A"},{"$error":"#N/A"},{"$error":"#N/A"},{"$error":"#N/A"},false,{"$error":"#N/A"},{"$error":"#N/A"},{"$error":"#N/A"},{"$error":"#N/A"},{"$error":"#N/A"},{"$error":"#N/A"},{"$f":" IF($AZ$2, 1, AZ8136/100) * (1 + N8136/O8136)","v":{"$error":"#N/A"}},{"$error":"#N/A"},{"$error":"#N/A"},{"$error":"#N/A"},{"$error":"#N/A"},{"$error":"#N/A"},{"$error":"#N/A"},{"$error":"#N/A"},{"$error":"#N/A"},{"$error":"#N/A"}]
[340,12,0,64.699995994780707,172.59999987011801,451,58,919.60393999999997,0.1286031,10.1870056152343,2547.4690000000001,2672.1685000000002,2649.5464000000002,1.8735000000000002E-2,1.4422E-3,10.3630004882812,2359.5839999999998,2473.9634000000001,2454.7685999999999,1.8743200000000002E-2,0,10.1360107421875,2569.8071,2695.9933999999998,2672.0925000000002,1.8745100000000001E-2,1.6026E-3,10.1880126953125,2530.6828999999998,2654.5736999999999,2633.9259999999999,1.8738399999999999E-2,1.3109E-3,10.2289978027343,2544.7363,2668.9548,2646.9404,1.8749200000000001E-2,1.4071999999999999E-3,9.9410034179687692,2483.8813,2607.5527000000002,2586.7593000000002,1.8721700000000001E-2,9.7000000000000005E-4,true,0.84658209240921911,34.469350411710884,27.797346752058555,22.25188801586695,10.008735804317981,75.3,13.990569962557204,0.77587243206589929,0.9892684500618727,28.509090909090919,26.072727272726588,3.5755454040908852E-2,5.3880747502010884E-2,7.9626323962190053,8.0116423711037967,7.9346705021402144]
[341,4,0,90.000002656260094,83.400007253730806,0,0,0,{"$error":"#N/A"},{"$error":"#N/A"},{"$error":"#N/A"},{"$error":"#N/A"},{"$error":"#N/A"},{"$error":"#N/A"},{"$error":"#N/A"},{"$error":"#N/A"},{"$error":"#N/A"},{"$error":"#N/A"},{"$error":"#N/A"},{"$error":"#N/A"},{"$error":"#N/A"},{"$error":"#N/A"},{"$error":"#N/A"},{"$error":"#N/A"},{"$error":"#N/A"},{"$error":"#N/A"},{"$error":"#N/A"},{"$error":"#N/A"},{"$error":"#N/A"},{"$error":"#N/A"},{"$error":"#N/A"},{"$error":"#N/A"},{"$error":"#N/A"},{"$error":"#N/A"},{"$error":"#N/A"},{"$error":"#N/A"},{"$error":"#N/A"},{"$error":"#N/A"},{"$error":"#N/A"},{"$error":"#N/A"},{"$error":"#N/A"},{"$error":"#N/A"},{"$error":"#N/A"},{"$error":"#N/A"},{"$error":"#N/A"},false,{"$error":"#N/A"},{"$error":"#N/A"},{"$error":"#N/A"},{"$error":"#N/A"},{"$error":"#N/A"},{"$error":"#N/A"},{"$error":"#N/A"},{"$error":"#N/A"},{"$error":"#N/A"},{"$error":"#N/A"},{"$error":"#N/A"},{"$error":"#N/A"},{"$error":"#N/A"},{"$error":"#N/A"},{"$error":"#N/A"},{"$error":"#N/A"}]
[341,23,0,90.000002656260094,308.40000418033401,0,0,0,{"$error":"#N/A"},{"$error":"#N/A"},{"$error":"#N/A"},{"$error":"#N/A"},{"$error":"#N/A"},{"$error":"#N/A"},{"$error":"#N/A"},{"$error":"#N/A"},{"$error":"#N/A"},{"$error":"#N/A"},{"$error":"#N/A"},{"$error":"#N/A"},{"$error":"#N/A"},{"$error":"#N/A"},{"$error":"#N/A"},{"$error":"#N/A"},{"$error":"#N/A"},{"$error":"#N/A"},{"$error":"#N/A"},{"$error":"#N/A"},{"$error":"#N/A"},{"$error":"#N/A"},{"$error":"#N/A"},{"$error":"#N/A"},{"$error":"#N/A"},{"$error":"#N/A"},{"$error":"#N/A"},{"$error":"#N/A"},{"$error":"#N/A"},{"$error":"#N/A"},{"$error":"#N/A"},{"$error":"#N/A"},{"$error":"#N/A"},{"$error":"#N/A"},{"$error":"#N/A"},{"$error":"#N/A"},{"$error":"#N/A"},false,{"$error":"#N/A"},{"$error":"#N/A"},{"$error":"#N/A"},{"$error":"#N/A"},{"$error":"#N/A"},{"$error":"#N/A"},{"$error":"#N/A"},{"$error":"#N/A"},{"$error":"#N/A"},{"$error":"#N/A"},{"$error":"#N/A"},{"$error":"#N/A"},{"$error":"#N/A"},{"$error":"#N/A"},{"$error":"#N/A"},{"$error":"#N/A"}]
[342,0,0,90.000002656260094,339.400014377579,0,0,0,{"$error":"#N/A"},{"$error":"#N/A"},{"$error":"#N/A"},{"$error":"#N/A"},{"$error":"#N/A"},{"$error":"#N/A"},{"$error":"#N/A"},{"$error":"#N/A"},{"$error":"#N/A"},{"$error":"#N/A"},{"$error":"#N/A"},{"$error":"#N/A"},{"$error":"#N/A"},{"$error":"#N/A"},{"$error":"#N/A"},{"$error":"#N/A"},{"$error":"#N/A"},{"$error":"#N/A"},{"$error":"#N/A"},{"$error":"#N/A"},{"$error":"#N/A"},{"$error":"#N/A"},{"$error":"#N/A"},{"$error":"#N/A"},{"$error":"#N/A"},{"$error":"#N/A"},{"$error":"#N/A"},{"$error":"#N/A"},{"$error":"#N/A"},{"$error":"#N/A"},{"$error":"#N/A"},{"$error":"#N/A"},{"$error":"#N/A"},{"$error":"#N/A"},{"$error":"#N/A"},{"$error":"#N/A"},{"$error":"#N/A"},false,{"$error":"#N/A"},{"$error":"#N/A"},{"$error":"#N/A"},{"$error":"#N/A"},{"$error":"#N/A"},{"$error":"#N/A"},{"$error":"#N/A"},{"$error":"#N/A"},{"$error":"#N/A"},{"$error":"#N/A"},{"$error":"#N/A"},{"$error":"#N/A"},{"$error":"#N/A"},{"$error":"#N/A"},{"$error":"#N/A"},{"$error":"#N/A"}]
[343,6,0,90.000002656260094,102.900004267436,0,0,0,{"$error":"#N/A"},{"$error":"#N/A"},{"$error":"#N/A"},{"$error":"#N/A"},{"$error":"#N/A"},{"$error":"#N/A"},{"$error":"#N/A"},{"$error":"#N/A"},{"$error":"#N/A"},{"$error":"#N/A"},{"$error":"#N/A"},{"$error":"#N/A"},{"$error":"#N/A"},{"$error":"#N/A"},{"$error":"#N/A"},{"$error":"#N/A"},{"$error":"#N/A"},{"$error":"#N/A"},{"$error":"#N/A"},{"$error":"#N/A"},{"$error":"#N/A"},{"$error":"#N/A"},{"$error":"#N/A"},{"$error":"#N/A"},{"$error":"#N/A"},{"$error":"#N/A"},{"$error":"#N/A"},{"$error":"#N/A"},{"$error":"#N/A"},{"$error":"#N/A"},{"$error":"#N/A"},{"$error":"#N/A"},{"$error":"#N/A"},{"$error":"#N/A"},{"$error":"#N/A"},{"$error":"#N/A"},{"$error":"#N/A"},false,{"$error":"#N/A"},{"$error":"#N/A"},{"$error":"#N/A"},{"$error":"#N/A"},{"$error":"#N/A"},{"$error":"#N/A"},{"$error":"#N/A"},{"$error":"#N/A"},{"$error":"#N/A"},{"$error":"#N/A"},{"$error":"#N/A"},{"$error":"#N/A"},{"$error":"#N/A"},{"$error":"#N/A"},{"$error":"#N/A"},{"$error":"#N/A"}]
[343,11,0,67.900002155108098,157.800008413407,356,52,808.02880000000005,0.14606741000000001,15.2480102539062,2605.453,2689.6320000000001,2671.8472000000002,1.9766200000000001E-2,8.541E-4,15.3890014648437,2492.7566000000002,2572.2316999999998,2558.3442,1.9759599999999999E-2,0,15.2130065917968,2617.1300999999999,2701.9683,2685.3215,1.9770599999999999E-2,9.3869999999999999E-4,15.2629943847656,2584.681,2668.0725000000002,2652.2024000000001,1.9744500000000002E-2,7.1690000000000002E-4,15.2829833984375,2594.0844999999999,2677.6037999999999,2659.8937999999998,1.9758999999999999E-2,7.7419999999999995E-4,15.0729919433593,2560.6981999999998,2644.96,2630.9375,1.9685999999999999E-2,5.9219999999999997E-4,true,0.66123544038738036,39.03846153846154,26.851648351648354,30.938764123308694,9.0124640460210959,75.3,24.142723334504158,0.53990081842159943,2.9293482090165002,31.589041095890476,28.01369863013738,0.13218871078020111,2.2255267923065869E-2,4.5209548336969521,4.5641417139832408,4.4365805039056188]
[344,4,0,90.000002656260094,83.699996447612904,0,0,0,{"$error":"#N/A"},{"$error":"#N/A"},{"$error":"#N/A"},{"$error":"#N/A"},{"$error":"#N/A"},{"$error":"#N/A"},{"$error":"#N/A"},{"$error":"#N/A"},{"$error":"#N/A"},{"$error":"#N/A"},{"$error":"#N/A"},{"$error":"#N/A"},{"$error":"#N/A"},{"$error":"#N/A"},{"$error":"#N/A"},{"$error":"#N/A"},{"$error":"#N/A"},{"$error":"#N/A"},{"$error":"#N/A"},{"$error":"#N/A"},{"$error":"#N/A"},{"$error":"#N/A"},{"$error":"#N/A"},{"$error":"#N/A"},{"$error":"#N/A"},{"$error":"#N/A"},{"$error":"#N/A"},{"$error":"#N/A"},{"$error":"#N/A"},{"$error":"#N/A"},{"$error":"#N/A"},{"$error":"#N/A"},{"$error":"#N/A"},{"$error":"#N/A"},{"$error":"#N/A"},{"$error":"#N/A"},{"$error":"#N/A"},false,{"$error":"#N/A"},{"$error":"#N/A"},{"$error":"#N/A"},{"$error":"#N/A"},{"$error":"#N/A"},{"$error":"#N/A"},{"$error":"#N/A"},{"$error":"#N/A"},{"$error":"#N/A"},{"$error":"#N/A"},{"$error":"#N/A"},{"$error":"#N/A"},{"$error":"#N/A"},{"$error":"#N/A"},{"$error":"#N/A"},{"$error":"#N/A"}]
[345,8,0,89.900006258299399,121.80000346528399,1,1,0,1,{"$error":"#N/A"},{"$error":"#N/A"},{"$error":"#N/A"},{"$error":"#N/A"},{"$error":"#N/A"},{"$error":"#N/A"},{"$error":"#N/A"},{"$error":"#N/A"},{"$error":"#N/A"},{"$error":"#N/A"},{"$error":"#N/A"},{"$error":"#N/A"},{"$error":"#N/A"},{"$error":"#N/A"},{"$error":"#N/A"},{"$error":"#N/A"},{"$error":"#N/A"},{"$error":"#N/A"},{"$error":"#N/A"},{"$error":"#N/A"},{"$error":"#N/A"},{"$error":"#N/A"},{"$error":"#N/A"},{"$error":"#N/A"},{"$error":"#N/A"},{"$error":"#N/A"},{"$error":"#N/A"},{"$error":"#N/A"},{"$error":"#N/A"},{"$error":"#N/A"},{"$error":"#N/A"},{"$error":"#N/A"},{"$error":"#N/A"},{"$error":"#N/A"},{"$error":"#N/A"},{"$error":"#N/A"},false,{"$error":"#N/A"},{"$error":"#N/A"},{"$error":"#N/A"},{"$error":"#N/A"},{"$error":"#N/A"},{"$error":"#N/A"},{"$error":"#N/A"},{"$error":"#N/A"},{"$error":"#N/A"},{"$error":"#N/A"},{"$error":"#N/A"},{"$error":"#N/A"},{"$error":"#N/A"},{"$error":"#N/A"},{"$error":"#N/A"},{"$error":"#N/A"}]
[345,15,0,73.499999578866607,215.49998941465199,77,77,0,1,4.7499938964843897,312.24950000000001,332.08640000000003,328.02634,2.5351000000000002E-3,4.6069999999999998E-4,4.8239990234375201,254.73390000000001,270.29450000000003,266.38394,2.5341999999999999E-3,0,4.7409912109375201,317.0496,337.24610000000001,333.17426,2.5360999999999999E-3,4.9810000000000002E-4,4.7510009765625201,310.5521,330.26139999999998,326.37015000000002,2.5152999999999998E-3,4.6700000000000002E-4,4.7549987792968897,314.83508,334.85320000000002,330.93400000000003,2.5240000999999998E-3,4.9249999999999999E-4,4.6800170898437701,300.76839999999999,319.83010000000002,316.14949999999999,2.5002000000000002E-3,4.0390000000000001E-4,true,1.2225914701716243,30.632054176072238,27.12189616252822,6.6595289079229181,7.5085324232082034,75.3,6.5027132624267425,1.4467774963974598,-1.4578174459894899,35.083970235419294,26.344511157516099,0.82693913250904139,3.9430621820890632E-2,22.578698791169924,22.86095351551733,23.14043406670838]
[346,8,0,89.900006258299399,121.899999863245,2,2,0,1,{"$error":"#N/A"},{"$error":"#N/A"},{"$error":"#N/A"},{"$error":"#N/A"},{"$error":"#N/A"},{"$error":"#N/A"},{"$error":"#N/A"},{"$error":"#N/A"},{"$error":"#N/A"},{"$error":"#N/A"},{"$error":"#N/A"},{"$error":"#N/A"},{"$error":"#N/A"},{"$error":"#N/A"},{"$error":"#N/A"},{"$error":"#N/A"},{"$error":"#N/A"},{"$error":"#N/A"},{"$error":"#N/A"},{"$error":"#N/A"},{"$error":"#N/A"},{"$error":"#N/A"},{"$error":"#N/A"},{"$error":"#N/A"},{"$error":"#N/A"},{"$error":"#N/A"},{"$error":"#N/A"},{"$error":"#N/A"},{"$error":"#N/A"},{"$error":"#N/A"},{"$error":"#N/A"},{"$error":"#N/A"},{"$error":"#N/A"},{"$error":"#N/A"},{"$error":"#N/A"},{"$error":"#N/A"},false,{"$error":"#N/A"},{"$error":"#N/A"},{"$error":"#N/A"},{"$error":"#N/A"},{"$error":"#N/A"},{"$error":"#N/A"},{"$error":"#N/A"},{"$error":"#N/A"},{"$error":"#N/A"},{"$error":"#N/A"},{"$error":"#N/A"},{"$error":"#N/A"},{"$error":"#N/A"},{"$error":"#N/A"},{"$error":"#N/A"},{"$error":"#N/A"}]
[347,10,0,73.6000008338507,144.600007894302,180,101,279.80306999999999,0.56111109999999997,9.1679931640625192,1474.1764000000001,1552.2090000000001,1546.8280999999999,1.13498E-2,6.357E-4,9.2600036621093906,1389.8936000000001,1463.1206999999999,1457.8344999999999,1.13416E-2,0,9.1619812011718906,1481.8081,1560.2583,1554.7094999999999,1.13536E-2,6.9030000000000003E-4,9.1859985351562692,1463.5340000000001,1540.9258,1535.6893,1.1321599999999999E-2,5.8250000000000001E-4,9.1889892578125192,1470.5741,1548.3167000000001,1542.8978,1.13309E-2,6.2710000000000001E-4,9.1180053710937692,1453.1702,1530.3426999999999,1525.0632000000001,1.1300299999999999E-2,5.2499999999999997E-4,true,0.34666079116923754,36.190009794319288,25.631733594515183,18.506437768240346,7.9096045197740157,75.3,18.854019191442504,0.36129623482191237,-0.27593693550280662,37.418300653594827,26.960784313725441,0.28264556246466732,3.3469560315668723E-2,6.063974969019208,6.0889234907277388,6.1045063757237203]
[347,19,0,90.000002656260094,256.49998911365202,0,0,0,{"$error":"#N/A"},{"$error":"#N/A"},{"$error":"#N/A"},{"$error":"#N/A"},{"$error":"#N/A"},{"$error":"#N/A"},{"$error":"#N/A"},{"$error":"#N/A"},{"$error":"#N/A"},{"$error":"#N/A"},{"$error":"#N/A"},{"$error":"#N/A"},{"$error":"#N/A"},{"$error":"#N/A"},{"$error":"#N/A"},{"$error":"#N/A"},{"$error":"#N/A"},{"$error":"#N/A"},{"$error":"#N/A"},{"$error":"#N/A"},{"$error":"#N/A"},{"$error":"#N/A"},{"$error":"#N/A"},{"$error":"#N/A"},{"$error":"#N/A"},{"$error":"#N/A"},{"$error":"#N/A"},{"$error":"#N/A"},{"$error":"#N/A"},{"$error":"#N/A"},{"$error":"#N/A"},{"$error":"#N/A"},{"$error":"#N/A"},{"$error":"#N/A"},{"$error":"#N/A"},{"$error":"#N/A"},{"$error":"#N/A"},false,{"$error":"#N/A"},{"$error":"#N/A"},{"$error":"#N/A"},{"$error":"#N/A"},{"$error":"#N/A"},{"$error":"#N/A"},{"$f":" IF($AZ$2, 1, AZ8328/100) * (1 + N8328/O8328)","v":{"$error":"#N/A"}},{"$error":"#N/A"},{"$error":"#N/A"},{"$error":"#N/A"},{"$error":"#N/A"},{"$error":"#N/A"},{"$error":"#N/A"},{"$error":"#N/A"},{"$error":"#N/A"},{"$error":"#N/A"}]
[348,12,0,65.400004779669402,172.699996268078,225,195,72.066749999999999,0.86666670000000001,11.506005859375,1188.4079999999999,1242.3239000000001,1237.1935000000001,8.8987000000000007E-3,9.0169999999999996E-4,11.6119934082031,1070.7563,1119.0016000000001,1114.3215,8.8982000000000002E-3,0,11.4900146484375,1198.9957999999999,1253.4365,1248.6497999999999,8.9006999999999992E-3,9.8060000000000009E-4,11.4989868164062,1183.6602,1237.3820000000001,1233.3369,8.8949000000000007E-3,8.6879999999999998E-4,11.5129943847656,1196.0153,1250.2284999999999,1245.8805,8.8968999999999993E-3,9.6150000000000001E-4,11.3739868164062,1157.6538,1210.6937,1206.1274000000001,8.8892999999999993E-3,6.7509999999999998E-4,true,0.41296798685109481,30.666899441340785,26.76326815642458,12.868324125230224,8.0460942280236694,75.3,10.868803371409561,0.41823890153508614,-5.7288535287777054E-2,35,27.368421052633501,6.5205904507070755E-2,2.2470142797736958E-2,10.987719614631256,11.020743848802365,11.026620234824517]
[348,19,0,90.000002656260094,256.49998911365202,0,0,0,{"$error":"#N/A"},{"$error":"#N/A"},{"$error":"#N/A"},{"$error":"#N/A"},{"$error":"#N/A"},{"$error":"#N/A"},{"$error":"#N/A"},{"$error":"#N/A"},{"$error":"#N/A"},{"$error":"#N/A"},{"$error":"#N/A"},{"$error":"#N/A"},{"$error":"#N/A"},{"$error":"#N/A"},{"$error":"#N/A"},{"$error":"#N/A"},{"$error":"#N/A"},{"$error":"#N/A"},{"$error":"#N/A"},{"$error":"#N/A"},{"$error":"#N/A"},{"$error":"#N/A"},{"$error":"#N/A"},{"$error":"#N/A"},{"$error":"#N/A"},{"$error":"#N/A"},{"$error":"#N/A"},{"$error":"#N/A"},{"$error":"#N/A"},{"$error":"#N/A"},{"$error":"#N/A"},{"$error":"#N/A"},{"$error":"#N/A"},{"$error":"#N/A"},{"$error":"#N/A"},{"$error":"#N/A"},{"$error":"#N/A"},false,{"$error":"#N/A"},{"$error":"#N/A"},{"$error":"#N/A"},{"$error":"#N/A"},{"$error":"#N/A"},{"$error":"#N/A"},{"$error":"#N/A"},{"$error":"#N/A"},{"$error":"#N/A"},{"$error":"#N/A"},{"$error":"#N/A"},{"$error":"#N/A"},{"$error":"#N/A"},{"$error":"#N/A"},{"$error":"#N/A"},{"$error":"#N/A"}]
[349,23,0,90.000002656260094,307.399981916446,0,0,0,{"$error":"#N/A"},{"$error":"#N/A"},{"$error":"#N/A"},{"$error":"#N/A"},{"$error":"#N/A"},{"$error":"#N/A"},{"$error":"#N/A"},{"$error":"#N/A"},{"$error":"#N/A"},{"$error":"#N/A"},{"$error":"#N/A"},{"$error":"#N/A"},{"$error":"#N/A"},{"$error":"#N/A"},{"$error":"#N/A"},{"$error":"#N/A"},{"$error":"#N/A"},{"$error":"#N/A"},{"$error":"#N/A"},{"$error":"#N/A"},{"$error":"#N/A"},{"$error":"#N/A"},{"$error":"#N/A"},{"$error":"#N/A"},{"$error":"#N/A"},{"$error":"#N/A"},{"$error":"#N/A"},{"$error":"#N/A"},{"$error":"#N/A"},{"$error":"#N/A"},{"$error":"#N/A"},{"$error":"#N/A"},{"$error":"#N/A"},{"$error":"#N/A"},{"$error":"#N/A"},{"$error":"#N/A"},{"$error":"#N/A"},false,{"$error":"#N/A"},{"$error":"#N/A"},{"$error":"#N/A"},{"$error":"#N/A"},{"$error":"#N/A"},{"$error":"#N/A"},{"$error":"#N/A"},{"$error":"#N/A"},{"$error":"#N/A"},{"$error":"#N/A"},{"$error":"#N/A"},{"$error":"#N/A"},{"$error":"#N/A"},{"$error":"#N/A"},{"$error":"#N/A"},{"$error":"#N/A"}]
[350,16,0,81.199994215150795,227.30001122016699,54,53,6.5365479999999998,0.98148150000000001,3.9259887695312701,239.39940000000001,254.45769999999999,252.40858,2.1797000000000001E-3,2.3120000000000001E-4,3.9609924316406402,210.89230000000001,223.71630999999999,221.91699,2.1794000000000002E-3,0,3.9219909667968902,242.036,257.30189999999999,255.50223,2.1810000000000002E-3,2.5099999999999998E-4,3.9240051269531402,238.3398,253.31711000000001,251.75640000000001,2.1781000000000001E-3,2.2379999999999999E-4,3.9269958496093902,240.14500000000001,255.25919999999999,253.62689,2.1786000000000002E-3,2.3839999999999999E-4,3.8789916992187701,230.83760000000001,245.26239000000001,243.679,2.1752999999999998E-3,1.661E-4,true,0.80528905197209122,31.742738589211616,27.980636237897649,12.153708668453977,7.8884462151394334,75.3,10.427768166089965,0.8042864644066382,1.045475069874861E-2,37.272727272726669,28.484848484848445,0.13314356549287698,5.9605685465391467E-2,13.517373559869188,13.741237730945945,13.740088129349628]
[350,21,0,90.000002656260094,276.100021381506,0,0,0,{"$error":"#N/A"},{"$error":"#N/A"},{"$error":"#N/A"},{"$error":"#N/A"},{"$error":"#N/A"},{"$error":"#N/A"},{"$error":"#N/A"},{"$error":"#N/A"},{"$error":"#N/A"},{"$error":"#N/A"},{"$error":"#N/A"},{"$error":"#N/A"},{"$error":"#N/A"},{"$error":"#N/A"},{"$error":"#N/A"},{"$error":"#N/A"},{"$error":"#N/A"},{"$error":"#N/A"},{"$error":"#N/A"},{"$error":"#N/A"},{"$error":"#N/A"},{"$error":"#N/A"},{"$error":"#N/A"},{"$error":"#N/A"},{"$error":"#N/A"},{"$error":"#N/A"},{"$error":"#N/A"},{"$error":"#N/A"},{"$error":"#N/A"},{"$error":"#N/A"},{"$error":"#N/A"},{"$error":"#N/A"},{"$error":"#N/A"},{"$error":"#N/A"},{"$error":"#N/A"},{"$error":"#N/A"},{"$error":"#N/A"},false,{"$error":"#N/A"},{"$error":"#N/A"},{"$error":"#N/A"},{"$error":"#N/A"},{"$error":"#N/A"},{"$error":"#N/A"},{"$error":"#N/A"},{"$error":"#N/A"},{"$error":"#N/A"},{"$error":"#N/A"},{"$error":"#N/A"},{"$error":"#N/A"},{"$error":"#N/A"},{"$error":"#N/A"},{"$error":"#N/A"},{"$error":"#N/A"}]
[352,3,0,90.000002656260094,71.499998764301594,0,0,0,{"$error":"#N/A"},{"$error":"#N/A"},{"$error":"#N/A"},{"$error":"#N/A"},{"$error":"#N/A"},{"$error":"#N/A"},{"$error":"#N/A"},{"$error":"#N/A"},{"$error":"#N/A"},{"$error":"#N/A"},{"$error":"#N/A"},{"$error":"#N/A"},{"$error":"#N/A"},{"$error":"#N/A"},{"$error":"#N/A"},{"$error":"#N/A"},{"$error":"#N/A"},{"$error":"#N/A"},{"$error":"#N/A"},{"$error":"#N/A"},{"$error":"#N/A"},{"$error":"#N/A"},{"$error":"#N/A"},{"$error":"#N/A"},{"$error":"#N/A"},{"$error":"#N/A"},{"$error":"#N/A"},{"$error":"#N/A"},{"$error":"#N/A"},{"$error":"#N/A"},{"$error":"#N/A"},{"$error":"#N/A"},{"$error":"#N/A"},{"$error":"#N/A"},{"$error":"#N/A"},{"$error":"#N/A"},{"$error":"#N/A"},false,{"$error":"#N/A"},{"$error":"#N/A"},{"$error":"#N/A"},{"$error":"#N/A"},{"$error":"#N/A"},{"$error":"#N/A"},{"$error":"#N/A"},{"$error":"#N/A"},{"$error":"#N/A"},{"$error":"#N/A"},{"$error":"#N/A"},{"$error":"#N/A"},{"$error":"#N/A"},{"$error":"#N/A"},{"$error":"#N/A"},{"$error":"#N/A"}]
[352,20,0,90.000002656260094,265.49999520770598,0,0,0,{"$error":"#N/A"},{"$error":"#N/A"},{"$error":"#N/A"},{"$error":"#N/A"},{"$error":"#N/A"},{"$error":"#N/A"},{"$error":"#N/A"},{"$error":"#N/A"},{"$error":"#N/A"},{"$error":"#N/A"},{"$error":"#N/A"},{"$error":"#N/A"},{"$error":"#N/A"},{"$error":"#N/A"},{"$error":"#N/A"},{"$error":"#N/A"},{"$error":"#N/A"},{"$error":"#N/A"},{"$error":"#N/A"},{"$error":"#N/A"},{"$error":"#N/A"},{"$error":"#N/A"},{"$error":"#N/A"},{"$error":"#N/A"},{"$error":"#N/A"},{"$error":"#N/A"},{"$error":"#N/A"},{"$error":"#N/A"},{"$error":"#N/A"},{"$error":"#N/A"},{"$error":"#N/A"},{"$error":"#N/A"},{"$error":"#N/A"},{"$error":"#N/A"},{"$error":"#N/A"},{"$error":"#N/A"},{"$error":"#N/A"},false,{"$error":"#N/A"},{"$error":"#N/A"},{"$error":"#N/A"},{"$error":"#N/A"},{"$error":"#N/A"},{"$error":"#N/A"},{"$error":"#N/A"},{"$error":"#N/A"},{"$error":"#N/A"},{"$error":"#N/A"},{"$error":"#N/A"},{"$error":"#N/A"},{"$error":"#N/A"},{"$error":"#N/A"},{"$error":"#N/A"},{"$error":"#N/A"}]
[353,0,0,90.000002656260094,338.60000433770699,0,0,0,{"$error":"#N/A"},{"$error":"#N/A"},{"$error":"#N/A"},{"$error":"#N/A"},{"$error":"#N/A"},{"$error":"#N/A"},{"$error":"#N/A"},{"$error":"#N/A"},{"$error":"#N/A"},{"$error":"#N/A"},{"$error":"#N/A"},{"$error":"#N/A"},{"$error":"#N/A"},{"$error":"#N/A"},{"$error":"#N/A"},{"$error":"#N/A"},{"$error":"#N/A"},{"$error":"#N/A"},{"$error":"#N/A"},{"$error":"#N/A"},{"$error":"#N/A"},{"$error":"#N/A"},{"$error":"#N/A"},{"$error":"#N/A"},{"$error":"#N/A"},{"$error":"#N/A"},{"$error":"#N/A"},{"$error":"#N/A"},{"$error":"#N/A"},{"$error":"#N/A"},{"$error":"#N/A"},{"$error":"#N/A"},{"$error":"#N/A"},{"$error":"#N/A"},{"$error":"#N/A"},{"$error":"#N/A"},{"$error":"#N/A"},false,{"$error":"#N/A"},{"$error":"#N/A"},{"$error":"#N/A"},{"$error":"#N/A"},{"$error":"#N/A"},{"$error":"#N/A"},{"$error":"#N/A"},{"$error":"#N/A"},{"$error":"#N/A"},{"$error":"#N/A"},{"$error":"#N/A"},{"$error":"#N/A"},{"$error":"#N/A"},{"$error":"#N/A"},{"$error":"#N/A"},{"$error":"#N/A"}]
[353,15,0,73.900004598802994,215.300016046824,247,82,594.99210000000005,0.3319838,6.9980102539062701,2468.7892999999999,2615.4540000000002,2604.2184999999999,1.9012899999999999E-2,5.6349999999999998E-4,7.1020141601562701,2393.8047000000001,2535.3292999999999,2523.9607000000001,1.9004100999999999E-2,0,6.9919982910156397,2476.9906999999998,2624.1992,2612.6768000000002,1.90215E-2,6.1749999999999999E-4,7.0209899902343897,2450.6812,2596.1095999999998,2586.0565999999999,1.8987799E-2,4.506E-4,7.0289855957031397,2458.7042999999999,2604.5497999999998,2593.7031000000002,1.89924E-2,5.0690000000000002E-4,6.9739929199218897,2446.8225000000002,2592.4232999999999,2582.1134999999999,1.8967299999999999E-2,4.414E-4,true,0.42958125052095081,46.885496183206094,21.404580152671755,37.039502885042161,8.7449392712550598,75.3,34.740727595385984,0.44840723451583936,-0.65402838168151956,41.593625498008166,28.166932270916377,0.17748765931218102,4.5211996950822453E-2,3.1324443468591969,3.1603271417247578,3.1798355655854649]
[354,8,0,90.000002656260094,122.399991567095,4,4,0,1,{"$error":"#N/A"},{"$error":"#N/A"},{"$error":"#N/A"},{"$error":"#N/A"},{"$error":"#N/A"},{"$error":"#N/A"},{"$error":"#N/A"},{"$error":"#N/A"},{"$error":"#N/A"},{"$error":"#N/A"},{"$error":"#N/A"},{"$error":"#N/A"},{"$error":"#N/A"},{"$error":"#N/A"},{"$error":"#N/A"},{"$error":"#N/A"},{"$error":"#N/A"},{"$error":"#N/A"},{"$error":"#N/A"},{"$error":"#N/A"},{"$error":"#N/A"},{"$error":"#N/A"},{"$error":"#N/A"},{"$error":"#N/A"},{"$error":"#N/A"},{"$error":"#N/A"},{"$error":"#N/A"},{"$error":"#N/A"},{"$error":"#N/A"},{"$error":"#N/A"},{"$error":"#N/A"},{"$error":"#N/A"},{"$error":"#N/A"},{"$error":"#N/A"},{"$error":"#N/A"},{"$error":"#N/A"},false,{"$error":"#N/A"},{"$error":"#N/A"},{"$error":"#N/A"},{"$error":"#N/A"},{"$error":"#N/A"},{"$error":"#N/A"},{"$error":"#N/A"},{"$error":"#N/A"},{"$error":"#N/A"},{"$error":"#N/A"},{"$error":"#N/A"},{"$error":"#N/A"},{"$error":"#N/A"},{"$error":"#N/A"},{"$error":"#N/A"},{"$error":"#N/A"}]
[355,2,0,90.000002656260094,52.6999959644142,0,0,0,{"$error":"#N/A"},{"$error":"#N/A"},{"$error":"#N/A"},{"$error":"#N/A"},{"$error":"#N/A"},{"$error":"#N/A"},{"$error":"#N/A"},{"$error":"#N/A"},{"$error":"#N/A"},{"$error":"#N/A"},{"$error":"#N/A"},{"$error":"#N/A"},{"$error":"#N/A"},{"$error":"#N/A"},{"$error":"#N/A"},{"$error":"#N/A"},{"$error":"#N/A"},{"$error":"#N/A"},{"$error":"#N/A"},{"$error":"#N/A"},{"$error":"#N/A"},{"$error":"#N/A"},{"$error":"#N/A"},{"$error":"#N/A"},{"$error":"#N/A"},{"$error":"#N/A"},{"$error":"#N/A"},{"$error":"#N/A"},{"$error":"#N/A"},{"$error":"#N/A"},{"$error":"#N/A"},{"$error":"#N/A"},{"$error":"#N/A"},{"$error":"#N/A"},{"$error":"#N/A"},{"$error":"#N/A"},{"$error":"#N/A"},false,{"$error":"#N/A"},{"$error":"#N/A"},{"$error":"#N/A"},{"$error":"#N/A"},{"$error":"#N/A"},{"$error":"#N/A"},{"$error":"#N/A"},{"$error":"#N/A"},{"$error":"#N/A"},{"$error":"#N/A"},{"$error":"#N/A"},{"$error":"#N/A"},{"$error":"#N/A"},{"$error":"#N/A"},{"$error":"#N/A"},{"$error":"#N/A"}]
[355,19,0,90.000002656260094,256.39999271569098,0,0,0,{"$error":"#N/A"},{"$error":"#N/A"},{"$error":"#N/A"},{"$error":"#N/A"},{"$error":"#N/A"},{"$error":"#N/A"},{"$error":"#N/A"},{"$error":"#N/A"},{"$error":"#N/A"},{"$error":"#N/A"},{"$error":"#N/A"},{"$error":"#N/A"},{"$error":"#N/A"},{"$error":"#N/A"},{"$error":"#N/A"},{"$error":"#N/A"},{"$error":"#N/A"},{"$error":"#N/A"},{"$error":"#N/A"},{"$error":"#N/A"},{"$error":"#N/A"},{"$error":"#N/A"},{"$error":"#N/A"},{"$error":"#N/A"},{"$error":"#N/A"},{"$error":"#N/A"},{"$error":"#N/A"},{"$error":"#N/A"},{"$error":"#N/A"},{"$error":"#N/A"},{"$error":"#N/A"},{"$error":"#N/A"},{"$error":"#N/A"},{"$error":"#N/A"},{"$error":"#N/A"},{"$error":"#N/A"},{"$error":"#N/A"},false,{"$error":"#N/A"},{"$error":"#N/A"},{"$error":"#N/A"},{"$error":"#N/A"},{"$error":"#N/A"},{"$error":"#N/A"},{"$f":" IF($AZ$2, 1, AZ8520/100) * (1 + N8520/O8520)","v":{"$error":"#N/A"}},{"$error":"#N/A"},{"$error":"#N/A"},{"$error":"#N/A"},{"$error":"#N/A"},{"$error":"#N/A"},{"$error":"#N/A"},{"$error":"#N/A"},{"$error":"#N/A"},{"$error":"#N/A"}]
[356,12,0,65.599997575590805,172.699996268078,377,74,733.47069999999997,0.19628646999999999,13.7840209960937,2091.2683000000002,2169.2941999999998,2151.4430000000002,1.55339E-2,1.1611E-3,13.9510131835937,1939.7869000000001,2011.2388000000001,1995.375,1.55389E-2,0,13.7369934082031,2109.0261,2188.0154000000002,2168.77,1.55414E-2,1.2891000000000001E-3,13.7860046386718,2078.0614999999998,2155.6098999999999,2139.384,1.5534900000000001E-2,1.0594999999999999E-3,13.8149963378906,2097.223,2175.2600000000002,2157.7689999999998,1.5546801000000001E-2,1.1934999999999999E-3,13.5330139160156,2045.7954,2123.877,2107.3078999999998,1.5523800000000001E-2,8.2410000000000003E-4,true,0.82290359693948434,32.587980508933413,26.372495939361123,21.670599339311014,9.9294081141881989,75.3,14.378606493842046,0.78875765523219232,0.49097105917082096,27.651841224294426,24.825877135776718,4.1841273519627187E-2,4.8258200676909446E-2,7.8091773895369698,7.8586093307268996,7.8214871891248618]
[357,4,0,90.000002656260094,84.4000003754782,0,0,0,{"$error":"#N/A"},{"$error":"#N/A"},{"$error":"#N/A"},{"$error":"#N/A"},{"$error":"#N/A"},{"$error":"#N/A"},{"$error":"#N/A"},{"$error":"#N/A"},{"$error":"#N/A"},{"$error":"#N/A"},{"$error":"#N/A"},{"$error":"#N/A"},{"$error":"#N/A"},{"$error":"#N/A"},{"$error":"#N/A"},{"$error":"#N/A"},{"$error":"#N/A"},{"$error":"#N/A"},{"$error":"#N/A"},{"$error":"#N/A"},{"$error":"#N/A"},{"$error":"#N/A"},{"$error":"#N/A"},{"$error":"#N/A"},{"$error":"#N/A"},{"$error":"#N/A"},{"$error":"#N/A"},{"$error":"#N/A"},{"$error":"#N/A"},{"$error":"#N/A"},{"$error":"#N/A"},{"$error":"#N/A"},{"$error":"#N/A"},{"$error":"#N/A"},{"$error":"#N/A"},{"$error":"#N/A"},{"$error":"#N/A"},false,{"$error":"#N/A"},{"$error":"#N/A"},{"$error":"#N/A"},{"$error":"#N/A"},{"$error":"#N/A"},{"$error":"#N/A"},{"$error":"#N/A"},{"$error":"#N/A"},{"$error":"#N/A"},{"$error":"#N/A"},{"$error":"#N/A"},{"$error":"#N/A"},{"$error":"#N/A"},{"$error":"#N/A"},{"$error":"#N/A"},{"$error":"#N/A"}]
[357,23,0,90.000002656260094,307.29998551848502,0,0,0,{"$error":"#N/A"},{"$error":"#N/A"},{"$error":"#N/A"},{"$error":"#N/A"},{"$error":"#N/A"},{"$error":"#N/A"},{"$error":"#N/A"},{"$error":"#N/A"},{"$error":"#N/A"},{"$error":"#N/A"},{"$error":"#N/A"},{"$error":"#N/A"},{"$error":"#N/A"},{"$error":"#N/A"},{"$error":"#N/A"},{"$error":"#N/A"},{"$error":"#N/A"},{"$error":"#N/A"},{"$error":"#N/A"},{"$error":"#N/A"},{"$error":"#N/A"},{"$error":"#N/A"},{"$error":"#N/A"},{"$error":"#N/A"},{"$error":"#N/A"},{"$error":"#N/A"},{"$error":"#N/A"},{"$error":"#N/A"},{"$error":"#N/A"},{"$error":"#N/A"},{"$error":"#N/A"},{"$error":"#N/A"},{"$error":"#N/A"},{"$error":"#N/A"},{"$error":"#N/A"},{"$error":"#N/A"},{"$error":"#N/A"},false,{"$error":"#N/A"},{"$error":"#N/A"},{"$error":"#N/A"},{"$error":"#N/A"},{"$error":"#N/A"},{"$error":"#N/A"},{"$error":"#N/A"},{"$error":"#N/A"},{"$error":"#N/A"},{"$error":"#N/A"},{"$error":"#N/A"},{"$error":"#N/A"},{"$error":"#N/A"},{"$error":"#N/A"},{"$error":"#N/A"},{"$error":"#N/A"}]
[358,16,0,81.300000327158301,227.30001122016699,97,50,310.72161999999997,0.51546389999999997,-4.5730041503905996,731.3098,802.95129999999995,795.80053999999996,6.0321000000000003E-3,2.5019997999999998E-4,-4.5390075683593496,698.78639999999996,767.07763999999997,761.25139999999999,6.0305000000000003E-3,0,-4.5909790039062202,736.29987000000006,808.47739999999999,802.16296,6.0327000000000002E-3,2.8839997999999999E-4,-4.5770019531249702,726.02020000000005,797.13292999999999,791.38184000000001,6.0302000000000003E-3,2.1140001E-4,-4.5739807128905996,729.29110000000003,800.72910000000002,794.79010000000005,6.0290999999999999E-3,2.3780000000000001E-4,-4.6059936523437202,720.7663,791.42163000000005,785.42690000000005,6.0254999999999996E-3,1.751E-4,true,0.89055961426303087,38.070172248803821,25.789475279106856,36.423825145514414,13.245493290256128,75.3,25.109114637019559,0.75953719626086147,3.2898569136359668,39.999999999999993,33.055555555556424,4.1457994759697137E-2,9.9457954149895222E-3,4.6542691729547165,4.6766661064452322,4.5384665302421734]
[359,6,0,90.000002656260094,103.599998481255,0,0,0,{"$error":"#N/A"},{"$error":"#N/A"},{"$error":"#N/A"},{"$error":"#N/A"},{"$error":"#N/A"},{"$error":"#N/A"},{"$error":"#N/A"},{"$error":"#N/A"},{"$error":"#N/A"},{"$error":"#N/A"},{"$error":"#N/A"},{"$error":"#N/A"},{"$error":"#N/A"},{"$error":"#N/A"},{"$error":"#N/A"},{"$error":"#N/A"},{"$error":"#N/A"},{"$error":"#N/A"},{"$error":"#N/A"},{"$error":"#N/A"},{"$error":"#N/A"},{"$error":"#N/A"},{"$error":"#N/A"},{"$error":"#N/A"},{"$error":"#N/A"},{"$error":"#N/A"},{"$error":"#N/A"},{"$error":"#N/A"},{"$error":"#N/A"},{"$error":"#N/A"},{"$error":"#N/A"},{"$error":"#N/A"},{"$error":"#N/A"},{"$error":"#N/A"},{"$error":"#N/A"},{"$error":"#N/A"},{"$error":"#N/A"},false,{"$error":"#N/A"},{"$error":"#N/A"},{"$error":"#N/A"},{"$error":"#N/A"},{"$error":"#N/A"},{"$error":"#N/A"},{"$error":"#N/A"},{"$error":"#N/A"},{"$error":"#N/A"},{"$error":"#N/A"},{"$error":"#N/A"},{"$error":"#N/A"},{"$error":"#N/A"},{"$error":"#N/A"},{"$error":"#N/A"},{"$error":"#N/A"}]
[360,3,0,90.000002656260094,71.499998764301594,0,0,0,{"$error":"#N/A"},{"$error":"#N/A"},{"$error":"#N/A"},{"$error":"#N/A"},{"$error":"#N/A"},{"$error":"#N/A"},{"$error":"#N/A"},{"$error":"#N/A"},{"$error":"#N/A"},{"$error":"#N/A"},{"$error":"#N/A"},{"$error":"#N/A"},{"$error":"#N/A"},{"$error":"#N/A"},{"$error":"#N/A"},{"$error":"#N/A"},{"$error":"#N/A"},{"$error":"#N/A"},{"$error":"#N/A"},{"$error":"#N/A"},{"$error":"#N/A"},{"$error":"#N/A"},{"$error":"#N/A"},{"$error":"#N/A"},{"$error":"#N/A"},{"$error":"#N/A"},{"$error":"#N/A"},{"$error":"#N/A"},{"$error":"#N/A"},{"$error":"#N/A"},{"$error":"#N/A"},{"$error":"#N/A"},{"$error":"#N/A"},{"$error":"#N/A"},{"$error":"#N/A"},{"$error":"#N/A"},{"$error":"#N/A"},false,{"$error":"#N/A"},{"$error":"#N/A"},{"$error":"#N/A"},{"$error":"#N/A"},{"$error":"#N/A"},{"$error":"#N/A"},{"$error":"#N/A"},{"$error":"#N/A"},{"$error":"#N/A"},{"$error":"#N/A"},{"$error":"#N/A"},{"$error":"#N/A"},{"$error":"#N/A"},{"$error":"#N/A"},{"$error":"#N/A"},{"$error":"#N/A"}]
[360,20,0,90.000002656260094,265.49999520770598,0,0,0,{"$error":"#N/A"},{"$error":"#N/A"},{"$error":"#N/A"},{"$error":"#N/A"},{"$error":"#N/A"},{"$error":"#N/A"},{"$error":"#N/A"},{"$error":"#N/A"},{"$error":"#N/A"},{"$error":"#N/A"},{"$error":"#N/A"},{"$error":"#N/A"},{"$error":"#N/A"},{"$error":"#N/A"},{"$error":"#N/A"},{"$error":"#N/A"},{"$error":"#N/A"},{"$error":"#N/A"},{"$error":"#N/A"},{"$error":"#N/A"},{"$error":"#N/A"},{"$error":"#N/A"},{"$error":"#N/A"},{"$error":"#N/A"},{"$error":"#N/A"},{"$error":"#N/A"},{"$error":"#N/A"},{"$error":"#N/A"},{"$error":"#N/A"},{"$error":"#N/A"},{"$error":"#N/A"},{"$error":"#N/A"},{"$error":"#N/A"},{"$error":"#N/A"},{"$error":"#N/A"},{"$error":"#N/A"},{"$error":"#N/A"},false,{"$error":"#N/A"},{"$error":"#N/A"},{"$error":"#N/A"},{"$error":"#N/A"},{"$error":"#N/A"},{"$error":"#N/A"},{"$error":"#N/A"},{"$error":"#N/A"},{"$error":"#N/A"},{"$error":"#N/A"},{"$error":"#N/A"},{"$error":"#N/A"},{"$error":"#N/A"},{"$error":"#N/A"},{"$error":"#N/A"},{"$error":"#N/A"}]
[361,8,0,90.000002656260094,122.00000597525199,2,2,0,1,{"$error":"#N/A"},{"$error":"#N/A"},{"$error":"#N/A"},{"$error":"#N/A"},{"$error":"#N/A"},{"$error":"#N/A"},{"$error":"#N/A"},{"$error":"#N/A"},{"$error":"#N/A"},{"$error":"#N/A"},{"$error":"#N/A"},{"$error":"#N/A"},{"$error":"#N/A"},{"$error":"#N/A"},{"$error":"#N/A"},{"$error":"#N/A"},{"$error":"#N/A"},{"$error":"#N/A"},{"$error":"#N/A"},{"$error":"#N/A"},{"$error":"#N/A"},{"$error":"#N/A"},{"$error":"#N/A"},{"$error":"#N/A"},{"$error":"#N/A"},{"$error":"#N/A"},{"$error":"#N/A"},{"$error":"#N/A"},{"$error":"#N/A"},{"$error":"#N/A"},{"$error":"#N/A"},{"$error":"#N/A"},{"$error":"#N/A"},{"$error":"#N/A"},{"$error":"#N/A"},{"$error":"#N/A"},false,{"$error":"#N/A"},{"$error":"#N/A"},{"$error":"#N/A"},{"$error":"#N/A"},{"$error":"#N/A"},{"$error":"#N/A"},{"$error":"#N/A"},{"$error":"#N/A"},{"$error":"#N/A"},{"$error":"#N/A"},{"$error":"#N/A"},{"$error":"#N/A"},{"$error":"#N/A"},{"$error":"#N/A"},{"$error":"#N/A"},{"$error":"#N/A"}]
[361,18,0,90.000002656260094,247.40000604973099,0,0,0,{"$error":"#N/A"},{"$error":"#N/A"},{"$error":"#N/A"},{"$error":"#N/A"},{"$error":"#N/A"},{"$error":"#N/A"},{"$error":"#N/A"},{"$error":"#N/A"},{"$error":"#N/A"},{"$error":"#N/A"},{"$error":"#N/A"},{"$error":"#N/A"},{"$error":"#N/A"},{"$error":"#N/A"},{"$error":"#N/A"},{"$error":"#N/A"},{"$error":"#N/A"},{"$error":"#N/A"},{"$error":"#N/A"},{"$error":"#N/A"},{"$error":"#N/A"},{"$error":"#N/A"},{"$error":"#N/A"},{"$error":"#N/A"},{"$error":"#N/A"},{"$error":"#N/A"},{"$error":"#N/A"},{"$error":"#N/A"},{"$error":"#N/A"},{"$error":"#N/A"},{"$error":"#N/A"},{"$error":"#N/A"},{"$error":"#N/A"},{"$error":"#N/A"},{"$error":"#N/A"},{"$error":"#N/A"},{"$error":"#N/A"},false,{"$error":"#N/A"},{"$error":"#N/A"},{"$error":"#N/A"},{"$error":"#N/A"},{"$error":"#N/A"},{"$error":"#N/A"},{"$error":"#N/A"},{"$error":"#N/A"},{"$error":"#N/A"},{"$error":"#N/A"},{"$error":"#N/A"},{"$error":"#N/A"},{"$error":"#N/A"},{"$error":"#N/A"},{"$error":"#N/A"},{"$error":"#N/A"}]
[361,19,0,90.000002656260094,256.39999271569098,0,0,0,{"$error":"#N/A"},{"$error":"#N/A"},{"$error":"#N/A"},{"$error":"#N/A"},{"$error":"#N/A"},{"$error":"#N/A"},{"$error":"#N/A"},{"$error":"#N/A"},{"$error":"#N/A"},{"$error":"#N/A"},{"$error":"#N/A"},{"$error":"#N/A"},{"$error":"#N/A"},{"$error":"#N/A"},{"$error":"#N/A"},{"$error":"#N/A"},{"$error":"#N/A"},{"$error":"#N/A"},{"$error":"#N/A"},{"$error":"#N/A"},{"$error":"#N/A"},{"$error":"#N/A"},{"$error":"#N/A"},{"$error":"#N/A"},{"$error":"#N/A"},{"$error":"#N/A"},{"$error":"#N/A"},{"$error":"#N/A"},{"$error":"#N/A"},{"$error":"#N/A"},{"$error":"#N/A"},{"$error":"#N/A"},{"$error":"#N/A"},{"$error":"#N/A"},{"$error":"#N/A"},{"$error":"#N/A"},{"$error":"#N/A"},false,{"$error":"#N/A"},{"$error":"#N/A"},{"$error":"#N/A"},{"$error":"#N/A"},{"$error":"#N/A"},{"$error":"#N/A"},{"$error":"#N/A"},{"$error":"#N/A"},{"$error":"#N/A"},{"$error":"#N/A"},{"$error":"#N/A"},{"$error":"#N/A"},{"$error":"#N/A"},{"$error":"#N/A"},{"$error":"#N/A"},{"$error":"#N/A"}]
[361,20,0,90.000002656260094,265.49999520770598,0,0,0,{"$error":"#N/A"},{"$error":"#N/A"},{"$error":"#N/A"},{"$error":"#N/A"},{"$error":"#N/A"},{"$error":"#N/A"},{"$error":"#N/A"},{"$error":"#N/A"},{"$error":"#N/A"},{"$error":"#N/A"},{"$error":"#N/A"},{"$error":"#N/A"},{"$error":"#N/A"},{"$error":"#N/A"},{"$error":"#N/A"},{"$error":"#N/A"},{"$error":"#N/A"},{"$error":"#N/A"},{"$error":"#N/A"},{"$error":"#N/A"},{"$error":"#N/A"},{"$error":"#N/A"},{"$error":"#N/A"},{"$error":"#N/A"},{"$error":"#N/A"},{"$error":"#N/A"},{"$error":"#N/A"},{"$error":"#N/A"},{"$error":"#N/A"},{"$error":"#N/A"},{"$error":"#N/A"},{"$error":"#N/A"},{"$error":"#N/A"},{"$error":"#N/A"},{"$error":"#N/A"},{"$error":"#N/A"},{"$error":"#N/A"},false,{"$error":"#N/A"},{"$error":"#N/A"},{"$error":"#N/A"},{"$error":"#N/A"},{"$error":"#N/A"},{"$error":"#N/A"},{"$error":"#N/A"},{"$error":"#N/A"},{"$error":"#N/A"},{"$error":"#N/A"},{"$error":"#N/A"},{"$error":"#N/A"},{"$error":"#N/A"},{"$error":"#N/A"},{"$error":"#N/A"},{"$error":"#N/A"}]
[361,21,0,90.000002656260094,275.999986127358,0,0,0,{"$error":"#N/A"},{"$error":"#N/A"},{"$error":"#N/A"},{"$error":"#N/A"},{"$error":"#N/A"},{"$error":"#N/A"},{"$error":"#N/A"},{"$error":"#N/A"},{"$error":"#N/A"},{"$error":"#N/A"},{"$error":"#N/A"},{"$error":"#N/A"},{"$error":"#N/A"},{"$error":"#N/A"},{"$error":"#N/A"},{"$error":"#N/A"},{"$error":"#N/A"},{"$error":"#N/A"},{"$error":"#N/A"},{"$error":"#N/A"},{"$error":"#N/A"},{"$error":"#N/A"},{"$error":"#N/A"},{"$error":"#N/A"},{"$error":"#N/A"},{"$error":"#N/A"},{"$error":"#N/A"},{"$error":"#N/A"},{"$error":"#N/A"},{"$error":"#N/A"},{"$error":"#N/A"},{"$error":"#N/A"},{"$error":"#N/A"},{"$error":"#N/A"},{"$error":"#N/A"},{"$error":"#N/A"},{"$error":"#N/A"},false,{"$error":"#N/A"},{"$error":"#N/A"},{"$error":"#N/A"},{"$error":"#N/A"},{"$error":"#N/A"},{"$error":"#N/A"},{"$error":"#N/A"},{"$error":"#N/A"},{"$error":"#N/A"},{"$error":"#N/A"},{"$error":"#N/A"},{"$error":"#N/A"},{"$error":"#N/A"},{"$error":"#N/A"},{"$error":"#N/A"},{"$error":"#N/A"}]
[361,22,0,90.000002656260094,288.500002146692,0,0,0,{"$error":"#N/A"},{"$error":"#N/A"},{"$error":"#N/A"},{"$error":"#N/A"},{"$error":"#N/A"},{"$error":"#N/A"},{"$error":"#N/A"},{"$error":"#N/A"},{"$error":"#N/A"},{"$error":"#N/A"},{"$error":"#N/A"},{"$error":"#N/A"},{"$error":"#N/A"},{"$error":"#N/A"},{"$error":"#N/A"},{"$error":"#N/A"},{"$error":"#N/A"},{"$error":"#N/A"},{"$error":"#N/A"},{"$error":"#N/A"},{"$error":"#N/A"},{"$error":"#N/A"},{"$error":"#N/A"},{"$error":"#N/A"},{"$error":"#N/A"},{"$error":"#N/A"},{"$error":"#N/A"},{"$error":"#N/A"},{"$error":"#N/A"},{"$error":"#N/A"},{"$error":"#N/A"},{"$error":"#N/A"},{"$error":"#N/A"},{"$error":"#N/A"},{"$error":"#N/A"},{"$error":"#N/A"},{"$error":"#N/A"},false,{"$error":"#N/A"},{"$error":"#N/A"},{"$error":"#N/A"},{"$error":"#N/A"},{"$error":"#N/A"},{"$error":"#N/A"},{"$error":"#N/A"},{"$error":"#N/A"},{"$error":"#N/A"},{"$error":"#N/A"},{"$error":"#N/A"},{"$error":"#N/A"},{"$error":"#N/A"},{"$error":"#N/A"},{"$error":"#N/A"},{"$error":"#N/A"}]
[361,23,0,90.000002656260094,307.399981916446,0,0,0,{"$error":"#N/A"},{"$error":"#N/A"},{"$error":"#N/A"},{"$error":"#N/A"},{"$error":"#N/A"},{"$error":"#N/A"},{"$error":"#N/A"},{"$error":"#N/A"},{"$error":"#N/A"},{"$error":"#N/A"},{"$error":"#N/A"},{"$error":"#N/A"},{"$error":"#N/A"},{"$error":"#N/A"},{"$error":"#N/A"},{"$error":"#N/A"},{"$error":"#N/A"},{"$error":"#N/A"},{"$error":"#N/A"},{"$error":"#N/A"},{"$error":"#N/A"},{"$error":"#N/A"},{"$error":"#N/A"},{"$error":"#N/A"},{"$error":"#N/A"},{"$error":"#N/A"},{"$error":"#N/A"},{"$error":"#N/A"},{"$error":"#N/A"},{"$error":"#N/A"},{"$error":"#N/A"},{"$error":"#N/A"},{"$error":"#N/A"},{"$error":"#N/A"},{"$error":"#N/A"},{"$error":"#N/A"},{"$error":"#N/A"},false,{"$error":"#N/A"},{"$error":"#N/A"},{"$error":"#N/A"},{"$error":"#N/A"},{"$error":"#N/A"},{"$error":"#N/A"},{"$error":"#N/A"},{"$error":"#N/A"},{"$error":"#N/A"},{"$error":"#N/A"},{"$error":"#N/A"},{"$error":"#N/A"},{"$error":"#N/A"},{"$error":"#N/A"},{"$error":"#N/A"},{"$error":"#N/A"}]
[362,0,0,90.000002656260094,338.60000433770699,0,0,0,{"$error":"#N/A"},{"$error":"#N/A"},{"$error":"#N/A"},{"$error":"#N/A"},{"$error":"#N/A"},{"$error":"#N/A"},{"$error":"#N/A"},{"$error":"#N/A"},{"$error":"#N/A"},{"$error":"#N/A"},{"$error":"#N/A"},{"$error":"#N/A"},{"$error":"#N/A"},{"$error":"#N/A"},{"$error":"#N/A"},{"$error":"#N/A"},{"$error":"#N/A"},{"$error":"#N/A"},{"$error":"#N/A"},{"$error":"#N/A"},{"$error":"#N/A"},{"$error":"#N/A"},{"$error":"#N/A"},{"$error":"#N/A"},{"$error":"#N/A"},{"$error":"#N/A"},{"$error":"#N/A"},{"$error":"#N/A"},{"$error":"#N/A"},{"$error":"#N/A"},{"$error":"#N/A"},{"$error":"#N/A"},{"$error":"#N/A"},{"$error":"#N/A"},{"$error":"#N/A"},{"$error":"#N/A"},{"$error":"#N/A"},false,{"$error":"#N/A"},{"$error":"#N/A"},{"$error":"#N/A"},{"$error":"#N/A"},{"$error":"#N/A"},{"$error":"#N/A"},{"$error":"#N/A"},{"$error":"#N/A"},{"$error":"#N/A"},{"$error":"#N/A"},{"$error":"#N/A"},{"$error":"#N/A"},{"$error":"#N/A"},{"$error":"#N/A"},{"$error":"#N/A"},{"$error":"#N/A"}]
[362,1,0,90.000002656260094,21.000001267397099,0,0,0,{"$error":"#N/A"},{"$error":"#N/A"},{"$error":"#N/A"},{"$error":"#N/A"},{"$error":"#N/A"},{"$error":"#N/A"},{"$error":"#N/A"},{"$error":"#N/A"},{"$error":"#N/A"},{"$error":"#N/A"},{"$error":"#N/A"},{"$error":"#N/A"},{"$error":"#N/A"},{"$error":"#N/A"},{"$error":"#N/A"},{"$error":"#N/A"},{"$error":"#N/A"},{"$error":"#N/A"},{"$error":"#N/A"},{"$error":"#N/A"},{"$error":"#N/A"},{"$error":"#N/A"},{"$error":"#N/A"},{"$error":"#N/A"},{"$error":"#N/A"},{"$error":"#N/A"},{"$error":"#N/A"},{"$error":"#N/A"},{"$error":"#N/A"},{"$error":"#N/A"},{"$error":"#N/A"},{"$error":"#N/A"},{"$error":"#N/A"},{"$error":"#N/A"},{"$error":"#N/A"},{"$error":"#N/A"},{"$error":"#N/A"},false,{"$error":"#N/A"},{"$error":"#N/A"},{"$error":"#N/A"},{"$error":"#N/A"},{"$error":"#N/A"},{"$error":"#N/A"},{"$error":"#N/A"},{"$error":"#N/A"},{"$error":"#N/A"},{"$error":"#N/A"},{"$error":"#N/A"},{"$error":"#N/A"},{"$error":"#N/A"},{"$error":"#N/A"},{"$error":"#N/A"},{"$error":"#N/A"}]
[362,2,0,90.000002656260094,52.599999566453498,0,0,0,{"$error":"#N/A"},{"$error":"#N/A"},{"$error":"#N/A"},{"$error":"#N/A"},{"$error":"#N/A"},{"$error":"#N/A"},{"$error":"#N/A"},{"$error":"#N/A"},{"$error":"#N/A"},{"$error":"#N/A"},{"$error":"#N/A"},{"$error":"#N/A"},{"$error":"#N/A"},{"$error":"#N/A"},{"$error":"#N/A"},{"$error":"#N/A"},{"$error":"#N/A"},{"$error":"#N/A"},{"$error":"#N/A"},{"$error":"#N/A"},{"$error":"#N/A"},{"$error":"#N/A"},{"$error":"#N/A"},{"$error":"#N/A"},{"$error":"#N/A"},{"$error":"#N/A"},{"$error":"#N/A"},{"$error":"#N/A"},{"$error":"#N/A"},{"$error":"#N/A"},{"$error":"#N/A"},{"$error":"#N/A"},{"$error":"#N/A"},{"$error":"#N/A"},{"$error":"#N/A"},{"$error":"#N/A"},{"$error":"#N/A"},false,{"$error":"#N/A"},{"$error":"#N/A"},{"$error":"#N/A"},{"$error":"#N/A"},{"$error":"#N/A"},{"$error":"#N/A"},{"$error":"#N/A"},{"$error":"#N/A"},{"$error":"#N/A"},{"$error":"#N/A"},{"$error":"#N/A"},{"$error":"#N/A"},{"$error":"#N/A"},{"$error":"#N/A"},{"$error":"#N/A"},{"$error":"#N/A"}]
[362,3,0,90.000002656260094,71.499998764301594,0,0,0,{"$error":"#N/A"},{"$error":"#N/A"},{"$error":"#N/A"},{"$error":"#N/A"},{"$error":"#N/A"},{"$error":"#N/A"},{"$error":"#N/A"},{"$error":"#N/A"},{"$error":"#N/A"},{"$error":"#N/A"},{"$error":"#N/A"},{"$error":"#N/A"},{"$error":"#N/A"},{"$error":"#N/A"},{"$error":"#N/A"},{"$error":"#N/A"},{"$error":"#N/A"},{"$error":"#N/A"},{"$error":"#N/A"},{"$error":"#N/A"},{"$error":"#N/A"},{"$error":"#N/A"},{"$error":"#N/A"},{"$error":"#N/A"},{"$error":"#N/A"},{"$error":"#N/A"},{"$error":"#N/A"},{"$error":"#N/A"},{"$error":"#N/A"},{"$error":"#N/A"},{"$error":"#N/A"},{"$error":"#N/A"},{"$error":"#N/A"},{"$error":"#N/A"},{"$error":"#N/A"},{"$error":"#N/A"},{"$error":"#N/A"},false,{"$error":"#N/A"},{"$error":"#N/A"},{"$error":"#N/A"},{"$error":"#N/A"},{"$error":"#N/A"},{"$error":"#N/A"},{"$error":"#N/A"},{"$error":"#N/A"},{"$error":"#N/A"},{"$error":"#N/A"},{"$error":"#N/A"},{"$error":"#N/A"},{"$error":"#N/A"},{"$error":"#N/A"},{"$error":"#N/A"},{"$error":"#N/A"}]
[362,4,0,90.000002656260094,83.899998957581104,0,0,0,{"$error":"#N/A"},{"$error":"#N/A"},{"$error":"#N/A"},{"$error":"#N/A"},{"$error":"#N/A"},{"$error":"#N/A"},{"$error":"#N/A"},{"$error":"#N/A"},{"$error":"#N/A"},{"$error":"#N/A"},{"$error":"#N/A"},{"$error":"#N/A"},{"$error":"#N/A"},{"$error":"#N/A"},{"$error":"#N/A"},{"$error":"#N/A"},{"$error":"#N/A"},{"$error":"#N/A"},{"$error":"#N/A"},{"$error":"#N/A"},{"$error":"#N/A"},{"$error":"#N/A"},{"$error":"#N/A"},{"$error":"#N/A"},{"$error":"#N/A"},{"$error":"#N/A"},{"$error":"#N/A"},{"$error":"#N/A"},{"$error":"#N/A"},{"$error":"#N/A"},{"$error":"#N/A"},{"$error":"#N/A"},{"$error":"#N/A"},{"$error":"#N/A"},{"$error":"#N/A"},{"$error":"#N/A"},{"$error":"#N/A"},false,{"$error":"#N/A"},{"$error":"#N/A"},{"$error":"#N/A"},{"$error":"#N/A"},{"$error":"#N/A"},{"$error":"#N/A"},{"$error":"#N/A"},{"$error":"#N/A"},{"$error":"#N/A"},{"$error":"#N/A"},{"$error":"#N/A"},{"$error":"#N/A"},{"$error":"#N/A"},{"$error":"#N/A"},{"$error":"#N/A"},{"$error":"#N/A"}]
[362,5,0,90.000002656260094,94.399999591279695,0,0,0,{"$error":"#N/A"},{"$error":"#N/A"},{"$error":"#N/A"},{"$error":"#N/A"},{"$error":"#N/A"},{"$error":"#N/A"},{"$error":"#N/A"},{"$error":"#N/A"},{"$error":"#N/A"},{"$error":"#N/A"},{"$error":"#N/A"},{"$error":"#N/A"},{"$error":"#N/A"},{"$error":"#N/A"},{"$error":"#N/A"},{"$error":"#N/A"},{"$error":"#N/A"},{"$error":"#N/A"},{"$error":"#N/A"},{"$error":"#N/A"},{"$error":"#N/A"},{"$error":"#N/A"},{"$error":"#N/A"},{"$error":"#N/A"},{"$error":"#N/A"},{"$error":"#N/A"},{"$error":"#N/A"},{"$error":"#N/A"},{"$error":"#N/A"},{"$error":"#N/A"},{"$error":"#N/A"},{"$error":"#N/A"},{"$error":"#N/A"},{"$error":"#N/A"},{"$error":"#N/A"},{"$error":"#N/A"},{"$error":"#N/A"},false,{"$error":"#N/A"},{"$error":"#N/A"},{"$error":"#N/A"},{"$error":"#N/A"},{"$error":"#N/A"},{"$error":"#N/A"},{"$error":"#N/A"},{"$error":"#N/A"},{"$error":"#N/A"},{"$error":"#N/A"},{"$error":"#N/A"},{"$error":"#N/A"},{"$error":"#N/A"},{"$error":"#N/A"},{"$error":"#N/A"},{"$error":"#N/A"}]
[362,6,0,90.000002656260094,103.599998481255,0,0,0,{"$error":"#N/A"},{"$error":"#N/A"},{"$error":"#N/A"},{"$error":"#N/A"},{"$error":"#N/A"},{"$error":"#N/A"},{"$error":"#N/A"},{"$error":"#N/A"},{"$error":"#N/A"},{"$error":"#N/A"},{"$error":"#N/A"},{"$error":"#N/A"},{"$error":"#N/A"},{"$error":"#N/A"},{"$error":"#N/A"},{"$error":"#N/A"},{"$error":"#N/A"},{"$error":"#N/A"},{"$error":"#N/A"},{"$error":"#N/A"},{"$error":"#N/A"},{"$error":"#N/A"},{"$error":"#N/A"},{"$error":"#N/A"},{"$error":"#N/A"},{"$error":"#N/A"},{"$error":"#N/A"},{"$error":"#N/A"},{"$error":"#N/A"},{"$error":"#N/A"},{"$error":"#N/A"},{"$error":"#N/A"},{"$error":"#N/A"},{"$error":"#N/A"},{"$error":"#N/A"},{"$error":"#N/A"},{"$error":"#N/A"},false,{"$error":"#N/A"},{"$error":"#N/A"},{"$error":"#N/A"},{"$error":"#N/A"},{"$error":"#N/A"},{"$error":"#N/A"},{"$error":"#N/A"},{"$error":"#N/A"},{"$error":"#N/A"},{"$error":"#N/A"},{"$error":"#N/A"},{"$error":"#N/A"},{"$error":"#N/A"},{"$error":"#N/A"},{"$error":"#N/A"},{"$error":"#N/A"}]
[362,7,0,90.000002656260094,112.599994861262,0,0,0,{"$error":"#N/A"},{"$error":"#N/A"},{"$error":"#N/A"},{"$error":"#N/A"},{"$error":"#N/A"},{"$error":"#N/A"},{"$error":"#N/A"},{"$error":"#N/A"},{"$error":"#N/A"},{"$error":"#N/A"},{"$error":"#N/A"},{"$error":"#N/A"},{"$error":"#N/A"},{"$error":"#N/A"},{"$error":"#N/A"},{"$error":"#N/A"},{"$error":"#N/A"},{"$error":"#N/A"},{"$error":"#N/A"},{"$error":"#N/A"},{"$error":"#N/A"},{"$error":"#N/A"},{"$error":"#N/A"},{"$error":"#N/A"},{"$error":"#N/A"},{"$error":"#N/A"},{"$error":"#N/A"},{"$error":"#N/A"},{"$error":"#N/A"},{"$error":"#N/A"},{"$error":"#N/A"},{"$error":"#N/A"},{"$error":"#N/A"},{"$error":"#N/A"},{"$error":"#N/A"},{"$error":"#N/A"},{"$error":"#N/A"},false,{"$error":"#N/A"},{"$error":"#N/A"},{"$error":"#N/A"},{"$error":"#N/A"},{"$error":"#N/A"},{"$error":"#N/A"},{"$error":"#N/A"},{"$error":"#N/A"},{"$error":"#N/A"},{"$error":"#N/A"},{"$error":"#N/A"},{"$error":"#N/A"},{"$error":"#N/A"},{"$error":"#N/A"},{"$error":"#N/A"},{"$error":"#N/A"}]
[362,8,0,90.000002656260094,122.00000597525199,1,1,0,1,{"$error":"#N/A"},{"$error":"#N/A"},{"$error":"#N/A"},{"$error":"#N/A"},{"$error":"#N/A"},{"$error":"#N/A"},{"$error":"#N/A"},{"$error":"#N/A"},{"$error":"#N/A"},{"$error":"#N/A"},{"$error":"#N/A"},{"$error":"#N/A"},{"$error":"#N/A"},{"$error":"#N/A"},{"$error":"#N/A"},{"$error":"#N/A"},{"$error":"#N/A"},{"$error":"#N/A"},{"$error":"#N/A"},{"$error":"#N/A"},{"$error":"#N/A"},{"$error":"#N/A"},{"$error":"#N/A"},{"$error":"#N/A"},{"$error":"#N/A"},{"$error":"#N/A"},{"$error":"#N/A"},{"$error":"#N/A"},{"$error":"#N/A"},{"$error":"#N/A"},{"$error":"#N/A"},{"$error":"#N/A"},{"$error":"#N/A"},{"$error":"#N/A"},{"$error":"#N/A"},{"$error":"#N/A"},false,{"$error":"#N/A"},{"$error":"#N/A"},{"$error":"#N/A"},{"$error":"#N/A"},{"$error":"#N/A"},{"$error":"#N/A"},{"$error":"#N/A"},{"$error":"#N/A"},{"$error":"#N/A"},{"$error":"#N/A"},{"$error":"#N/A"},{"$error":"#N/A"},{"$error":"#N/A"},{"$error":"#N/A"},{"$error":"#N/A"},{"$error":"#N/A"}]
[362,9,0,81.199994215150795,132.69999940487199,55,54,6.5365479999999998,0.98181819999999997,-6.0409912109374702,244.92070000000001,267.30349999999999,265.19927999999999,2.2174E-3,2.3780000000000001E-4,-6.0040039062499702,215.73480000000001,234.77860000000001,232.65535,2.2190000000000001E-3,0,-6.0449890136718496,247.80889999999999,270.52269999999999,268.49853999999999,2.2204001E-3,2.5849999999999999E-4,-6.0409912109374702,243.91739999999999,266.18759999999997,264.38204999999999,2.2165999E-3,2.3059999999999999E-4,-6.0380004882812202,245.33010999999999,267.75819999999999,265.92365000000001,2.2157998999999999E-3,2.4279999999999999E-4,-6.0849975585937202,236.01990000000001,257.42309999999998,255.65334999999999,2.2139E-3,1.696E-4,true,0.78720256188190507,32.144808743169399,28.333333333333332,12.098872506504765,8.0077369439071511,75.3,10.324642556770396,0.90436266337733207,-1.2096361698552245,54.212853308069754,34.210747934101988,0.17144275789240382,0.13511528845634446,13.528600856236455,13.853434682718088,13.988042828157612]
[362,10,0,73.800003343818901,144.600007894302,114,110,14.337377,0.96491229999999995,-3.5149902343749702,528.98883000000001,578.3329,572.52279999999996,4.0442000000000004E-3,6.6350000000000003E-4,-3.4100097656249702,443.37121999999999,484.07330000000002,477.96280000000002,4.0355E-3,0,-3.52399291992185,535.90120000000002,585.94719999999995,579.64800000000002,4.0448997E-3,7.1659999999999996E-4,-3.5109924316406,526.00810000000001,575.05129999999997,568.62823000000003,4.0163000000000004E-3,6.6810000000000003E-4,-3.5109924316406,531.49779999999998,581.07910000000004,575.08654999999999,4.0270999999999996E-3,6.9999999999999999E-4,-3.6030029296874702,510.79500000000002,558.48019999999997,552.11580000000004,3.9921002000000002E-3,5.733E-4,true,1.0046289948228839,31.310181531176003,27.482241515390687,7.2593923065409349,7.4099916271280986,75.3,7.0952524491333842,1.2623088280225334,-1.8283034676020951,35.085657632329543,26.914268081532072,0.71209073027411751,1.7298327570391958E-2,19.3105926000339,19.472174978458838,19.783966450945542]
[362,11,0,68.399998715981795,157.89999509732101,153,148,13.582359,0.96732026000000004,-1.7410034179687199,706.80023000000006,769.46429999999998,762.17639999999994,5.2091999999999998E-3,8.8290000000000005E-4,-1.6040100097656,593.03700000000003,645.05439999999999,637.97076000000004,5.208E-3,0,-1.7519897460937199,717.10260000000005,780.73559999999998,773.93035999999995,5.2155999999999999E-3,9.5660000000000005E-4,-1.73200073242185,703.55629999999996,765.90639999999996,759.16974000000005,5.1774997000000001E-3,8.8949999999999999E-4,-1.7330078124999699,711.90219999999999,775.01085999999998,768.99390000000005,5.1923000000000004E-3,9.3919999999999995E-4,-1.8580078124999699,683.15570000000002,743.92589999999996,737.55889999999999,5.1444999999999998E-3,7.6420000000000004E-4,true,0.94713945793197118,30.99428571428572,27.16,7.5435637998875871,7.7043696424837993,75.3,6.9001019367991843,1.0981461408526081,-1.0419615052903071,34.874476987447537,26.903702928870281,0.73588222515976742,0.12270879668686563,19.183158892278225,19.286729925414043,19.468860923970858]
[362,12,0,65.499996320606698,172.699996268078,151,150,2.4114208000000001,0.99337750000000002,-0.88999023437497704,764.7595,830.62080000000003,825.70885999999996,5.8973000000000003E-3,6.4420000000000005E-4,-0.78699340820310204,681.54060000000004,739.85490000000004,735.25274999999999,5.8967000000000004E-3,0,-0.90201416015622704,771.88292999999999,838.39520000000005,833.8623,5.8986000000000004E-3,6.981E-4,-0.89301147460935204,762.09360000000004,827.73009999999999,823.80115000000001,5.8942999999999999E-3,6.2640000000000005E-4,-0.87601318359372704,769.42539999999997,835.66089999999997,831.47969999999998,5.8947000000000001E-3,6.8280000000000001E-4,-1.0050109863281,742.76959999999997,806.9787,802.54639999999995,5.8903999999999996E-3,4.8089999999999998E-4,true,0.59135769294485185,30.757800891530461,27.206537890044579,11.446360153256707,7.7209568829680446,75.3,10.154455138155852,0.62203413128710117,-0.31150251694477471,39.069767441860037,29.069767441860041,7.2951834823475892E-2,2.2039127928663582E-2,12.21040976869169,12.268067698139188,12.302723111202232]
[362,13,0,65.499996320606698,187.29999492886799,171,165,14.468525,0.96491229999999995,0.39101562500002202,878.29359999999997,950.39430000000004,945.55676000000005,6.692E-3,7.2610000000000003E-4,0.51198730468752196,784.64970000000005,848.66690000000006,843.00365999999997,6.6951998E-3,0,0.38100585937502202,887.21720000000005,960.08130000000006,954.8229,6.6994000000000003E-3,7.8739999999999995E-4,0.38399658203127202,875.64760000000001,947.54443000000003,943.55759999999998,6.6940000000000003E-3,7.0359999999999997E-4,0.40200195312502202,882.45140000000004,954.85950000000003,950.36774000000003,6.6854000000000002E-3,7.6469999999999999E-4,0.24700317382814699,852.48030000000006,922.84109999999998,918.73004000000003,6.6810999999999997E-3,5.3810000000000001E-4,true,0.50900347361089915,31.00176522506619,27.303618711385703,11.910176236498016,7.7851155702311274,75.3,10.216361382729652,0.66731010718104911,-1.6173177778360135,62.55813953488034,49.999999999997982,8.066925605019204E-2,0.11045765292414522,11.934484904537644,11.986728833185314,12.165202224626176]
[362,14,0,68.399998715981795,202.100005813672,142,139,8.1494160000000004,0.97887325000000003,-6.6992187499977193E-2,644.60760000000005,698.11540000000002,691.99130000000002,4.7783000000000001E-3,8.3090004000000003E-4,8.0010986328147696E-2,538.07190000000003,582.14750000000004,576.02049999999997,4.7787000000000003E-3,0,-7.9016113281227193E-2,654.13319999999999,708.4855,701.72500000000002,4.7860000000000003E-3,8.9719995999999996E-4,-6.20178222656022E-2,641.83900000000006,695.0951,689.03765999999996,4.7498000000000002E-3,8.3779999999999998E-4,-4.40124511718522E-2,649.3374,703.19835999999998,696.87950000000001,4.7663000000000002E-3,8.7980000000000003E-4,-0.18500366210935201,622.59140000000002,674.44226000000003,667.82659999999998,4.7218E-3,7.1630000000000001E-4,true,0.87723319095954588,31.064217737003052,27.431192660550451,7.0899928383862498,7.3896481225879551,75.3,6.7507519195690495,1.0524824035145846,-1.1830639580588918,34.426966292134829,26.29213483146069,0.76213735315171505,0.16088591725867962,19.799528650353238,19.920707380861376,20.133102901719653]
[362,15,0,73.800003343818901,215.39999301669101,99,99,0,1,-1.1739868164062199,421.36471999999998,456.92590000000001,450.85419999999999,3.2651999999999998E-3,5.9679999999999998E-4,-1.07001342773435,345.90210000000002,374.36360000000002,368.37076000000002,3.2640999999999998E-3,0,-1.1839965820312199,427.6832,463.84350000000001,457.79138,3.2663000000000002E-3,6.4530000000000002E-4,-1.1680053710937199,419.10980000000001,454.45648,448.61072000000001,3.2393999999999999E-3,6.045E-4,-1.1619934082031,423.46280000000002,459.20269999999999,453.28125,3.2485000000000001E-3,6.2960000000000002E-4,-1.2619995117187199,405.1619,439.33909999999997,433.79752000000002,3.2182999999999999E-3,5.1559999999999996E-4,true,1.3288150223044966,31.377192982456137,27.798245614035089,6.7493796526054695,7.515884084921753,75.3,6.4711796246648792,1.6008073434489893,-1.760111166655548,35.894039735099334,26.986754966887382,0.83040069148607731,3.3677249487196192E-2,21.816178623951675,22.054040510348759,22.391418906321441]
[362,16,0,81.199994215150795,227.30001122016699,44,44,0,1,-2.8750061035156,180.24299999999999,193.8349,192.16734,1.7354E-3,1.9359999999999999E-4,-2.8420166015624702,156.74459999999999,167.89009999999999,166.44644,1.7353001E-3,0,-2.8809875488281,182.38890000000001,196.203,194.73366999999999,1.7363999999999999E-3,2.1000000000000001E-4,-2.8760131835937202,179.44649999999999,192.958,191.68109000000001,1.7342E-3,1.8799999999999999E-4,-2.8710083007812202,180.613,194.24179000000001,192.90213,1.7343E-3,1.975E-4,-2.9150146484374702,172.9889,185.85300000000001,184.55160000000001,1.7317000000000001E-3,1.3740000000000001E-4,true,0.86029915149439495,32.079866888519135,28.419301164725454,11.702127659574479,7.8095238095238217,75.3,9.963842975206612,0.85988393597954504,4.1371421908340655E-3,38.076923076922789,29.615384615384389,0.1268596470995309,5.7590416954611534E-2,14.991521239009195,15.453442460276106,15.45295892180091]
[362,17,0,90.000002656260094,237.99999493574001,1,1,0,1,{"$error":"#N/A"},{"$error":"#N/A"},{"$error":"#N/A"},{"$error":"#N/A"},{"$error":"#N/A"},{"$error":"#N/A"},{"$error":"#N/A"},{"$error":"#N/A"},{"$error":"#N/A"},{"$error":"#N/A"},{"$error":"#N/A"},{"$error":"#N/A"},{"$error":"#N/A"},{"$error":"#N/A"},{"$error":"#N/A"},{"$error":"#N/A"},{"$error":"#N/A"},{"$error":"#N/A"},{"$error":"#N/A"},{"$error":"#N/A"},{"$error":"#N/A"},{"$error":"#N/A"},{"$error":"#N/A"},{"$error":"#N/A"},{"$error":"#N/A"},{"$error":"#N/A"},{"$error":"#N/A"},{"$error":"#N/A"},{"$error":"#N/A"},{"$error":"#N/A"},{"$error":"#N/A"},{"$error":"#N/A"},{"$error":"#N/A"},{"$error":"#N/A"},{"$error":"#N/A"},{"$error":"#N/A"},false,{"$error":"#N/A"},{"$error":"#N/A"},{"$error":"#N/A"},{"$error":"#N/A"},{"$error":"#N/A"},{"$error":"#N/A"},{"$error":"#N/A"},{"$error":"#N/A"},{"$error":"#N/A"},{"$error":"#N/A"},{"$error":"#N/A"},{"$error":"#N/A"},{"$error":"#N/A"},{"$error":"#N/A"},{"$error":"#N/A"},{"$error":"#N/A"}]
[362,18,0,90.000002656260094,247.40000604973099,0,0,0,{"$error":"#N/A"},{"$error":"#N/A"},{"$error":"#N/A"},{"$error":"#N/A"},{"$error":"#N/A"},{"$error":"#N/A"},{"$error":"#N/A"},{"$error":"#N/A"},{"$error":"#N/A"},{"$error":"#N/A"},{"$error":"#N/A"},{"$error":"#N/A"},{"$error":"#N/A"},{"$error":"#N/A"},{"$error":"#N/A"},{"$error":"#N/A"},{"$error":"#N/A"},{"$error":"#N/A"},{"$error":"#N/A"},{"$error":"#N/A"},{"$error":"#N/A"},{"$error":"#N/A"},{"$error":"#N/A"},{"$error":"#N/A"},{"$error":"#N/A"},{"$error":"#N/A"},{"$error":"#N/A"},{"$error":"#N/A"},{"$error":"#N/A"},{"$error":"#N/A"},{"$error":"#N/A"},{"$error":"#N/A"},{"$error":"#N/A"},{"$error":"#N/A"},{"$error":"#N/A"},{"$error":"#N/A"},{"$error":"#N/A"},false,{"$error":"#N/A"},{"$error":"#N/A"},{"$error":"#N/A"},{"$error":"#N/A"},{"$error":"#N/A"},{"$error":"#N/A"},{"$error":"#N/A"},{"$error":"#N/A"},{"$error":"#N/A"},{"$error":"#N/A"},{"$error":"#N/A"},{"$error":"#N/A"},{"$error":"#N/A"},{"$error":"#N/A"},{"$error":"#N/A"},{"$error":"#N/A"}]
[362,19,0,90.000002656260094,256.39999271569098,0,0,0,{"$error":"#N/A"},{"$error":"#N/A"},{"$error":"#N/A"},{"$error":"#N/A"},{"$error":"#N/A"},{"$error":"#N/A"},{"$error":"#N/A"},{"$error":"#N/A"},{"$error":"#N/A"},{"$error":"#N/A"},{"$error":"#N/A"},{"$error":"#N/A"},{"$error":"#N/A"},{"$error":"#N/A"},{"$error":"#N/A"},{"$error":"#N/A"},{"$error":"#N/A"},{"$error":"#N/A"},{"$error":"#N/A"},{"$error":"#N/A"},{"$error":"#N/A"},{"$error":"#N/A"},{"$error":"#N/A"},{"$error":"#N/A"},{"$error":"#N/A"},{"$error":"#N/A"},{"$error":"#N/A"},{"$error":"#N/A"},{"$error":"#N/A"},{"$error":"#N/A"},{"$error":"#N/A"},{"$error":"#N/A"},{"$error":"#N/A"},{"$error":"#N/A"},{"$error":"#N/A"},{"$error":"#N/A"},{"$error":"#N/A"},false,{"$error":"#N/A"},{"$error":"#N/A"},{"$error":"#N/A"},{"$error":"#N/A"},{"$error":"#N/A"},{"$error":"#N/A"},{"$error":"#N/A"},{"$error":"#N/A"},{"$error":"#N/A"},{"$error":"#N/A"},{"$error":"#N/A"},{"$error":"#N/A"},{"$error":"#N/A"},{"$error":"#N/A"},{"$error":"#N/A"},{"$error":"#N/A"}]
[362,20,0,90.000002656260094,265.59999160566701,0,0,0,{"$error":"#N/A"},{"$error":"#N/A"},{"$error":"#N/A"},{"$error":"#N/A"},{"$error":"#N/A"},{"$error":"#N/A"},{"$error":"#N/A"},{"$error":"#N/A"},{"$error":"#N/A"},{"$error":"#N/A"},{"$error":"#N/A"},{"$error":"#N/A"},{"$error":"#N/A"},{"$error":"#N/A"},{"$error":"#N/A"},{"$error":"#N/A"},{"$error":"#N/A"},{"$error":"#N/A"},{"$error":"#N/A"},{"$error":"#N/A"},{"$error":"#N/A"},{"$error":"#N/A"},{"$error":"#N/A"},{"$error":"#N/A"},{"$error":"#N/A"},{"$error":"#N/A"},{"$error":"#N/A"},{"$error":"#N/A"},{"$error":"#N/A"},{"$error":"#N/A"},{"$error":"#N/A"},{"$error":"#N/A"},{"$error":"#N/A"},{"$error":"#N/A"},{"$error":"#N/A"},{"$error":"#N/A"},{"$error":"#N/A"},false,{"$error":"#N/A"},{"$error":"#N/A"},{"$error":"#N/A"},{"$error":"#N/A"},{"$error":"#N/A"},{"$error":"#N/A"},{"$error":"#N/A"},{"$error":"#N/A"},{"$error":"#N/A"},{"$error":"#N/A"},{"$error":"#N/A"},{"$error":"#N/A"},{"$error":"#N/A"},{"$error":"#N/A"},{"$error":"#N/A"},{"$error":"#N/A"}]
[362,21,0,90.000002656260094,276.100021381506,0,0,0,{"$error":"#N/A"},{"$error":"#N/A"},{"$error":"#N/A"},{"$error":"#N/A"},{"$error":"#N/A"},{"$error":"#N/A"},{"$error":"#N/A"},{"$error":"#N/A"},{"$error":"#N/A"},{"$error":"#N/A"},{"$error":"#N/A"},{"$error":"#N/A"},{"$error":"#N/A"},{"$error":"#N/A"},{"$error":"#N/A"},{"$error":"#N/A"},{"$error":"#N/A"},{"$error":"#N/A"},{"$error":"#N/A"},{"$error":"#N/A"},{"$error":"#N/A"},{"$error":"#N/A"},{"$error":"#N/A"},{"$error":"#N/A"},{"$error":"#N/A"},{"$error":"#N/A"},{"$error":"#N/A"},{"$error":"#N/A"},{"$error":"#N/A"},{"$error":"#N/A"},{"$error":"#N/A"},{"$error":"#N/A"},{"$error":"#N/A"},{"$error":"#N/A"},{"$error":"#N/A"},{"$error":"#N/A"},{"$error":"#N/A"},false,{"$error":"#N/A"},{"$error":"#N/A"},{"$error":"#N/A"},{"$error":"#N/A"},{"$error":"#N/A"},{"$error":"#N/A"},{"$error":"#N/A"},{"$error":"#N/A"},{"$error":"#N/A"},{"$error":"#N/A"},{"$error":"#N/A"},{"$error":"#N/A"},{"$error":"#N/A"},{"$error":"#N/A"},{"$error":"#N/A"},{"$error":"#N/A"}]
[362,22,0,90.000002656260094,288.500002146692,0,0,0,{"$error":"#N/A"},{"$error":"#N/A"},{"$error":"#N/A"},{"$error":"#N/A"},{"$error":"#N/A"},{"$error":"#N/A"},{"$error":"#N/A"},{"$error":"#N/A"},{"$error":"#N/A"},{"$error":"#N/A"},{"$error":"#N/A"},{"$error":"#N/A"},{"$error":"#N/A"},{"$error":"#N/A"},{"$error":"#N/A"},{"$error":"#N/A"},{"$error":"#N/A"},{"$error":"#N/A"},{"$error":"#N/A"},{"$error":"#N/A"},{"$error":"#N/A"},{"$error":"#N/A"},{"$error":"#N/A"},{"$error":"#N/A"},{"$error":"#N/A"},{"$error":"#N/A"},{"$error":"#N/A"},{"$error":"#N/A"},{"$error":"#N/A"},{"$error":"#N/A"},{"$error":"#N/A"},{"$error":"#N/A"},{"$error":"#N/A"},{"$error":"#N/A"},{"$error":"#N/A"},{"$error":"#N/A"},{"$error":"#N/A"},false,{"$error":"#N/A"},{"$error":"#N/A"},{"$error":"#N/A"},{"$error":"#N/A"},{"$error":"#N/A"},{"$error":"#N/A"},{"$error":"#N/A"},{"$error":"#N/A"},{"$error":"#N/A"},{"$error":"#N/A"},{"$error":"#N/A"},{"$error":"#N/A"},{"$error":"#N/A"},{"$error":"#N/A"},{"$error":"#N/A"},{"$error":"#N/A"}]
[362,23,0,90.000002656260094,307.399981916446,0,0,0,{"$error":"#N/A"},{"$error":"#N/A"},{"$error":"#N/A"},{"$error":"#N/A"},{"$error":"#N/A"},{"$error":"#N/A"},{"$error":"#N/A"},{"$error":"#N/A"},{"$error":"#N/A"},{"$error":"#N/A"},{"$error":"#N/A"},{"$error":"#N/A"},{"$error":"#N/A"},{"$error":"#N/A"},{"$error":"#N/A"},{"$error":"#N/A"},{"$error":"#N/A"},{"$error":"#N/A"},{"$error":"#N/A"},{"$error":"#N/A"},{"$error":"#N/A"},{"$error":"#N/A"},{"$error":"#N/A"},{"$error":"#N/A"},{"$error":"#N/A"},{"$error":"#N/A"},{"$error":"#N/A"},{"$error":"#N/A"},{"$error":"#N/A"},{"$error":"#N/A"},{"$error":"#N/A"},{"$error":"#N/A"},{"$error":"#N/A"},{"$error":"#N/A"},{"$error":"#N/A"},{"$error":"#N/A"},{"$error":"#N/A"},false,{"$error":"#N/A"},{"$error":"#N/A"},{"$error":"#N/A"},{"$error":"#N/A"},{"$error":"#N/A"},{"$error":"#N/A"},{"$error":"#N/A"},{"$error":"#N/A"},{"$error":"#N/A"},{"$error":"#N/A"},{"$error":"#N/A"},{"$error":"#N/A"},{"$error":"#N/A"},{"$error":"#N/A"},{"$error":"#N/A"},{"$error":"#N/A"}]
[363,0,0,90.000002656260094,338.99998992954897,0,0,0,{"$error":"#N/A"},{"$error":"#N/A"},{"$error":"#N/A"},{"$error":"#N/A"},{"$error":"#N/A"},{"$error":"#N/A"},{"$error":"#N/A"},{"$error":"#N/A"},{"$error":"#N/A"},{"$error":"#N/A"},{"$error":"#N/A"},{"$error":"#N/A"},{"$error":"#N/A"},{"$error":"#N/A"},{"$error":"#N/A"},{"$error":"#N/A"},{"$error":"#N/A"},{"$error":"#N/A"},{"$error":"#N/A"},{"$error":"#N/A"},{"$error":"#N/A"},{"$error":"#N/A"},{"$error":"#N/A"},{"$error":"#N/A"},{"$error":"#N/A"},{"$error":"#N/A"},{"$error":"#N/A"},{"$error":"#N/A"},{"$error":"#N/A"},{"$error":"#N/A"},{"$error":"#N/A"},{"$error":"#N/A"},{"$error":"#N/A"},{"$error":"#N/A"},{"$error":"#N/A"},{"$error":"#N/A"},{"$error":"#N/A"},false,{"$error":"#N/A"},{"$error":"#N/A"},{"$error":"#N/A"},{"$error":"#N/A"},{"$error":"#N/A"},{"$error":"#N/A"},{"$error":"#N/A"},{"$error":"#N/A"},{"$error":"#N/A"},{"$error":"#N/A"},{"$error":"#N/A"},{"$error":"#N/A"},{"$error":"#N/A"},{"$error":"#N/A"},{"$error":"#N/A"},{"$error":"#N/A"}]
[363,1,0,90.000002656260094,21.000001267397099,0,0,0,{"$error":"#N/A"},{"$error":"#N/A"},{"$error":"#N/A"},{"$error":"#N/A"},{"$error":"#N/A"},{"$error":"#N/A"},{"$error":"#N/A"},{"$error":"#N/A"},{"$error":"#N/A"},{"$error":"#N/A"},{"$error":"#N/A"},{"$error":"#N/A"},{"$error":"#N/A"},{"$error":"#N/A"},{"$error":"#N/A"},{"$error":"#N/A"},{"$error":"#N/A"},{"$error":"#N/A"},{"$error":"#N/A"},{"$error":"#N/A"},{"$error":"#N/A"},{"$error":"#N/A"},{"$error":"#N/A"},{"$error":"#N/A"},{"$error":"#N/A"},{"$error":"#N/A"},{"$error":"#N/A"},{"$error":"#N/A"},{"$error":"#N/A"},{"$error":"#N/A"},{"$error":"#N/A"},{"$error":"#N/A"},{"$error":"#N/A"},{"$error":"#N/A"},{"$error":"#N/A"},{"$error":"#N/A"},{"$error":"#N/A"},false,{"$error":"#N/A"},{"$error":"#N/A"},{"$error":"#N/A"},{"$error":"#N/A"},{"$error":"#N/A"},{"$error":"#N/A"},{"$error":"#N/A"},{"$error":"#N/A"},{"$error":"#N/A"},{"$error":"#N/A"},{"$error":"#N/A"},{"$error":"#N/A"},{"$error":"#N/A"},{"$error":"#N/A"},{"$error":"#N/A"},{"$error":"#N/A"}]
[363,2,0,90.000002656260094,52.599999566453498,0,0,0,{"$error":"#N/A"},{"$error":"#N/A"},{"$error":"#N/A"},{"$error":"#N/A"},{"$error":"#N/A"},{"$error":"#N/A"},{"$error":"#N/A"},{"$error":"#N/A"},{"$error":"#N/A"},{"$error":"#N/A"},{"$error":"#N/A"},{"$error":"#N/A"},{"$error":"#N/A"},{"$error":"#N/A"},{"$error":"#N/A"},{"$error":"#N/A"},{"$error":"#N/A"},{"$error":"#N/A"},{"$error":"#N/A"},{"$error":"#N/A"},{"$error":"#N/A"},{"$error":"#N/A"},{"$error":"#N/A"},{"$error":"#N/A"},{"$error":"#N/A"},{"$error":"#N/A"},{"$error":"#N/A"},{"$error":"#N/A"},{"$error":"#N/A"},{"$error":"#N/A"},{"$error":"#N/A"},{"$error":"#N/A"},{"$error":"#N/A"},{"$error":"#N/A"},{"$error":"#N/A"},{"$error":"#N/A"},{"$error":"#N/A"},false,{"$error":"#N/A"},{"$error":"#N/A"},{"$error":"#N/A"},{"$error":"#N/A"},{"$error":"#N/A"},{"$error":"#N/A"},{"$error":"#N/A"},{"$error":"#N/A"},{"$error":"#N/A"},{"$error":"#N/A"},{"$error":"#N/A"},{"$error":"#N/A"},{"$error":"#N/A"},{"$error":"#N/A"},{"$error":"#N/A"},{"$error":"#N/A"}]
[363,3,0,90.000002656260094,71.4000023663409,0,0,0,{"$error":"#N/A"},{"$error":"#N/A"},{"$error":"#N/A"},{"$error":"#N/A"},{"$error":"#N/A"},{"$error":"#N/A"},{"$error":"#N/A"},{"$error":"#N/A"},{"$error":"#N/A"},{"$error":"#N/A"},{"$error":"#N/A"},{"$error":"#N/A"},{"$error":"#N/A"},{"$error":"#N/A"},{"$error":"#N/A"},{"$error":"#N/A"},{"$error":"#N/A"},{"$error":"#N/A"},{"$error":"#N/A"},{"$error":"#N/A"},{"$error":"#N/A"},{"$error":"#N/A"},{"$error":"#N/A"},{"$error":"#N/A"},{"$error":"#N/A"},{"$error":"#N/A"},{"$error":"#N/A"},{"$error":"#N/A"},{"$error":"#N/A"},{"$error":"#N/A"},{"$error":"#N/A"},{"$error":"#N/A"},{"$error":"#N/A"},{"$error":"#N/A"},{"$error":"#N/A"},{"$error":"#N/A"},{"$error":"#N/A"},false,{"$error":"#N/A"},{"$error":"#N/A"},{"$error":"#N/A"},{"$error":"#N/A"},{"$error":"#N/A"},{"$error":"#N/A"},{"$error":"#N/A"},{"$error":"#N/A"},{"$error":"#N/A"},{"$error":"#N/A"},{"$error":"#N/A"},{"$error":"#N/A"},{"$error":"#N/A"},{"$error":"#N/A"},{"$error":"#N/A"},{"$error":"#N/A"}]
[363,4,0,90.000002656260094,83.899998957581104,0,0,0,{"$error":"#N/A"},{"$error":"#N/A"},{"$error":"#N/A"},{"$error":"#N/A"},{"$error":"#N/A"},{"$error":"#N/A"},{"$error":"#N/A"},{"$error":"#N/A"},{"$error":"#N/A"},{"$error":"#N/A"},{"$error":"#N/A"},{"$error":"#N/A"},{"$error":"#N/A"},{"$error":"#N/A"},{"$error":"#N/A"},{"$error":"#N/A"},{"$error":"#N/A"},{"$error":"#N/A"},{"$error":"#N/A"},{"$error":"#N/A"},{"$error":"#N/A"},{"$error":"#N/A"},{"$error":"#N/A"},{"$error":"#N/A"},{"$error":"#N/A"},{"$error":"#N/A"},{"$error":"#N/A"},{"$error":"#N/A"},{"$error":"#N/A"},{"$error":"#N/A"},{"$error":"#N/A"},{"$error":"#N/A"},{"$error":"#N/A"},{"$error":"#N/A"},{"$error":"#N/A"},{"$error":"#N/A"},{"$error":"#N/A"},false,{"$error":"#N/A"},{"$error":"#N/A"},{"$error":"#N/A"},{"$error":"#N/A"},{"$error":"#N/A"},{"$error":"#N/A"},{"$error":"#N/A"},{"$error":"#N/A"},{"$error":"#N/A"},{"$error":"#N/A"},{"$error":"#N/A"},{"$error":"#N/A"},{"$error":"#N/A"},{"$error":"#N/A"},{"$error":"#N/A"},{"$error":"#N/A"}]
[363,5,0,90.000002656260094,94.399999591279695,0,0,0,{"$error":"#N/A"},{"$error":"#N/A"},{"$error":"#N/A"},{"$error":"#N/A"},{"$error":"#N/A"},{"$error":"#N/A"},{"$error":"#N/A"},{"$error":"#N/A"},{"$error":"#N/A"},{"$error":"#N/A"},{"$error":"#N/A"},{"$error":"#N/A"},{"$error":"#N/A"},{"$error":"#N/A"},{"$error":"#N/A"},{"$error":"#N/A"},{"$error":"#N/A"},{"$error":"#N/A"},{"$error":"#N/A"},{"$error":"#N/A"},{"$error":"#N/A"},{"$error":"#N/A"},{"$error":"#N/A"},{"$error":"#N/A"},{"$error":"#N/A"},{"$error":"#N/A"},{"$error":"#N/A"},{"$error":"#N/A"},{"$error":"#N/A"},{"$error":"#N/A"},{"$error":"#N/A"},{"$error":"#N/A"},{"$error":"#N/A"},{"$error":"#N/A"},{"$error":"#N/A"},{"$error":"#N/A"},{"$error":"#N/A"},false,{"$error":"#N/A"},{"$error":"#N/A"},{"$error":"#N/A"},{"$error":"#N/A"},{"$error":"#N/A"},{"$error":"#N/A"},{"$error":"#N/A"},{"$error":"#N/A"},{"$error":"#N/A"},{"$error":"#N/A"},{"$error":"#N/A"},{"$error":"#N/A"},{"$error":"#N/A"},{"$error":"#N/A"},{"$error":"#N/A"},{"$error":"#N/A"}]
[363,6,0,90.000002656260094,103.50000208329401,0,0,0,{"$error":"#N/A"},{"$error":"#N/A"},{"$error":"#N/A"},{"$error":"#N/A"},{"$error":"#N/A"},{"$error":"#N/A"},{"$error":"#N/A"},{"$error":"#N/A"},{"$error":"#N/A"},{"$error":"#N/A"},{"$error":"#N/A"},{"$error":"#N/A"},{"$error":"#N/A"},{"$error":"#N/A"},{"$error":"#N/A"},{"$error":"#N/A"},{"$error":"#N/A"},{"$error":"#N/A"},{"$error":"#N/A"},{"$error":"#N/A"},{"$error":"#N/A"},{"$error":"#N/A"},{"$error":"#N/A"},{"$error":"#N/A"},{"$error":"#N/A"},{"$error":"#N/A"},{"$error":"#N/A"},{"$error":"#N/A"},{"$error":"#N/A"},{"$error":"#N/A"},{"$error":"#N/A"},{"$error":"#N/A"},{"$error":"#N/A"},{"$error":"#N/A"},{"$error":"#N/A"},{"$error":"#N/A"},{"$error":"#N/A"},false,{"$error":"#N/A"},{"$error":"#N/A"},{"$error":"#N/A"},{"$error":"#N/A"},{"$error":"#N/A"},{"$error":"#N/A"},{"$error":"#N/A"},{"$error":"#N/A"},{"$error":"#N/A"},{"$error":"#N/A"},{"$error":"#N/A"},{"$error":"#N/A"},{"$error":"#N/A"},{"$error":"#N/A"},{"$error":"#N/A"},{"$error":"#N/A"}]
[363,7,0,90.000002656260094,112.599994861262,0,0,0,{"$error":"#N/A"},{"$error":"#N/A"},{"$error":"#N/A"},{"$error":"#N/A"},{"$error":"#N/A"},{"$error":"#N/A"},{"$error":"#N/A"},{"$error":"#N/A"},{"$error":"#N/A"},{"$error":"#N/A"},{"$error":"#N/A"},{"$error":"#N/A"},{"$error":"#N/A"},{"$error":"#N/A"},{"$error":"#N/A"},{"$error":"#N/A"},{"$error":"#N/A"},{"$error":"#N/A"},{"$error":"#N/A"},{"$error":"#N/A"},{"$error":"#N/A"},{"$error":"#N/A"},{"$error":"#N/A"},{"$error":"#N/A"},{"$error":"#N/A"},{"$error":"#N/A"},{"$error":"#N/A"},{"$error":"#N/A"},{"$error":"#N/A"},{"$error":"#N/A"},{"$error":"#N/A"},{"$error":"#N/A"},{"$error":"#N/A"},{"$error":"#N/A"},{"$error":"#N/A"},{"$error":"#N/A"},{"$error":"#N/A"},false,{"$error":"#N/A"},{"$error":"#N/A"},{"$error":"#N/A"},{"$error":"#N/A"},{"$error":"#N/A"},{"$error":"#N/A"},{"$error":"#N/A"},{"$error":"#N/A"},{"$error":"#N/A"},{"$error":"#N/A"},{"$error":"#N/A"},{"$error":"#N/A"},{"$error":"#N/A"},{"$error":"#N/A"},{"$error":"#N/A"},{"$error":"#N/A"}]
[363,8,0,90.000002656260094,121.899999863245,1,1,0,1,{"$error":"#N/A"},{"$error":"#N/A"},{"$error":"#N/A"},{"$error":"#N/A"},{"$error":"#N/A"},{"$error":"#N/A"},{"$error":"#N/A"},{"$error":"#N/A"},{"$error":"#N/A"},{"$error":"#N/A"},{"$error":"#N/A"},{"$error":"#N/A"},{"$error":"#N/A"},{"$error":"#N/A"},{"$error":"#N/A"},{"$error":"#N/A"},{"$error":"#N/A"},{"$error":"#N/A"},{"$error":"#N/A"},{"$error":"#N/A"},{"$error":"#N/A"},{"$error":"#N/A"},{"$error":"#N/A"},{"$error":"#N/A"},{"$error":"#N/A"},{"$error":"#N/A"},{"$error":"#N/A"},{"$error":"#N/A"},{"$error":"#N/A"},{"$error":"#N/A"},{"$error":"#N/A"},{"$error":"#N/A"},{"$error":"#N/A"},{"$error":"#N/A"},{"$error":"#N/A"},{"$error":"#N/A"},false,{"$error":"#N/A"},{"$error":"#N/A"},{"$error":"#N/A"},{"$error":"#N/A"},{"$error":"#N/A"},{"$error":"#N/A"},{"$error":"#N/A"},{"$error":"#N/A"},{"$error":"#N/A"},{"$error":"#N/A"},{"$error":"#N/A"},{"$error":"#N/A"},{"$error":"#N/A"},{"$error":"#N/A"},{"$error":"#N/A"},{"$error":"#N/A"}]
[363,9,0,81.199994215150795,132.69999940487199,54,53,6.5365479999999998,0.98148150000000001,-2.9410156249999702,239.40280000000001,259.10610000000003,257.09625,2.1789999999999999E-3,2.3169999999999999E-4,-2.9050048828124702,210.97829999999999,227.74430000000001,225.71889999999999,2.1802000000000002E-3,0,-2.9449829101562202,242.21530000000001,262.20979999999997,260.27584999999999,2.1817E-3,2.52E-4,-2.9429992675781,238.42259999999999,258.02659999999997,256.30333999999999,2.1779998000000002E-3,2.2479999999999999E-4,-2.9379943847656,240.00749999999999,259.77170000000001,258.02019999999999,2.1773999999999999E-3,2.3829999999999999E-4,-2.98700561523435,230.87540000000001,249.7354,248.04639,2.1754999999999999E-3,1.6640000000000001E-4,true,0.77568609924661303,31.905424200278166,28.12239221140473,12.099644128113884,8.0555555555555607,75.3,10.404402244281398,0.88933070992337404,-1.1824042423757781,52.631578947368787,33.156842105264602,0.16988982276306963,0.1237567034881093,13.472712596508751,13.770619067085329,13.901073414765005]
[363,10,0,73.699997231811395,144.600007894302,101,101,0,1,-1.2450012207031,430.90089999999998,467.43799999999999,462.00704999999999,3.3303E-3,6.0669999999999995E-4,-1.1470092773437199,353.25170000000003,382.48050000000001,376.75304999999997,3.3224999999999999E-3,0,-1.25299682617185,437.13650000000001,474.26319999999998,468.32796999999999,3.3311E-3,6.5539999999999999E-4,-1.24201049804685,428.58949999999999,464.90899999999999,458.87952000000001,3.3046E-3,6.1430000000000002E-4,-1.2399963378906,434.00189999999998,470.8184,465.17020000000002,3.3157E-3,6.4579999999999998E-4,-1.3280090332031,414.98910000000001,450.16520000000003,444.19513000000001,3.2832E-3,5.2840000000000005E-4,true,1.1618546202918882,30.817717206132876,27.316865417376491,6.6905420804167282,7.4305767470247197,75.3,6.4892038898961601,1.4974488895512406,-2.1777396375046485,34.73846153846155,26.584615384615383,0.80191248562608841,2.4016090780820676E-2,21.981267181445961,22.212243499995417,22.628615747105439]
[363,11,0,68.299997460997602,157.89999509732101,157,151,16.227323999999999,0.96178346999999997,0.93599853515627196,730.73720000000003,789.21559999999999,782.18230000000005,5.3766999999999999E-3,9.01E-4,1.0849853515625201,614.51729999999998,663.16869999999994,656.30359999999996,5.3752000000000001E-3,0,0.92501220703127196,741.27509999999995,800.65020000000004,794.05780000000004,5.3831E-3,9.7630000000000004E-4,0.94600830078127196,727.35230000000001,785.53369999999995,779.00660000000005,5.3442999999999997E-3,9.0720000000000004E-4,0.94799194335939696,735.70460000000003,794.56619999999998,788.73519999999996,5.3594000000000003E-3,9.569E-4,0.81398925781252196,706.3125,763.08090000000004,756.91899999999998,5.3105000000000001E-3,7.7809999999999999E-4,true,0.8911759980415922,31.085011185682326,27.220357941834454,7.6168430335096904,7.7127931988118403,75.3,6.9674805771365147,1.0351966249311804,-1.0034609205602305,34.846625766871099,26.912065439672705,0.72600714780233222,0.11889060206944357,18.9123886341361,19.006762532670805,19.179949645255657]
[363,12,0,65.499996320606698,172.699996268078,191,181,24.114208000000001,0.94764400000000004,2.5570007324218902,991.73680000000002,1066.1360999999999,1060.6273000000001,7.4868000000000001E-3,8.0449999999999999E-4,2.6839843750000201,887.13080000000002,953.3021,948.18690000000004,7.4863000000000004E-3,0,2.5440002441406402,1000.8703,1075.9976999999999,1070.9353000000001,7.4885999999999998E-3,8.7290000000000002E-4,2.5530029296875201,988.09879999999998,1062.2391,1057.8864000000001,7.4834999999999997E-3,7.7990000000000004E-4,2.5750061035156402,996.85239999999999,1071.5809999999999,1066.9241,7.4840999999999996E-3,8.4659999999999998E-4,2.4179931640625201,963.4384,1036.1561999999999,1031.2121999999999,7.4780000000000003E-3,5.9570000000000001E-4,true,0.51670701329781799,31.048226385013951,27.341570346751698,11.92460571868188,7.8359491350670218,75.3,10.306152889993784,0.53657702002334395,-0.20478332723847539,37.377049180328939,29.016393442622995,6.8149929845651158E-2,2.4036535534011083E-2,11.791496811969553,11.836122043578836,11.858463769115568]
[363,13,0,65.499996320606698,187.29999492886799,176,170,14.468525,0.96590905999999999,2.7239929199218902,906.46100000000001,973.96370000000002,969.03210000000001,6.8904999999999999E-3,7.448E-4,2.8399902343750201,810.33609999999999,870.31470000000002,864.57849999999996,6.8938000000000003E-3,0,2.7130065917968902,915.6123,983.82470000000001,978.4896,6.8979002999999999E-3,8.0760000000000001E-4,2.7170043945312701,903.74620000000004,971.05989999999997,967.00729999999999,6.8925000000000002E-3,7.2179996999999999E-4,2.7319885253906402,911.15210000000002,978.97046,974.39417000000003,6.8836000000000001E-3,7.8770000000000001E-4,2.5859924316406402,880.27329999999995,946.21204,942.04139999999995,6.8791E-3,5.5429999999999998E-4,true,0.50634330622383594,30.852613538988859,27.176519708654666,11.886953943763668,7.7761267954432949,75.3,10.251476906552094,0.65909492279057835,-1.5659296696724601,61.778444444442712,49.777777777777175,7.8350380848735135E-2,0.10728337143405264,11.862349462155276,11.909370254231028,12.081447780623744]
[363,14,0,68.299997460997602,202.100005813672,146,142,10.818215,0.97260270000000004,1.82000122070314,668.2998,719.75009999999997,713.73810000000003,4.9475999999999999E-3,8.4570003999999996E-4,1.94500122070314,559.74220000000003,602.32640000000004,596.28120000000001,4.9481000000000004E-3,0,1.8109985351562701,678.01953000000003,730.26469999999995,723.61500000000001,4.9556000000000001E-3,9.1330000000000003E-4,1.82500610351564,665.39769999999999,716.60569999999996,710.64890000000003,4.9186000000000004E-3,8.5219997000000002E-4,1.8399902343750201,673.54300000000001,725.36289999999997,719.15392999999995,4.9362E-3,8.9769996999999999E-4,1.71801147460939,646.14919999999995,696.05740000000003,689.55349999999999,4.8907000000000004E-3,7.3040002999999996E-4,true,0.83528991520806228,30.93245879227452,27.280333752660045,7.1696822519249803,7.4017256104237479,75.3,6.8503012486554926,1.0036418792203068,-1.1532616692866831,34.263736263736341,26.131868131868185,0.75224657422843233,0.16143352974413716,19.394213979221146,19.495027944981313,19.698239689596122]
[363,15,0,73.699997231811395,215.39999301669101,103,102,3.5629436999999999,0.99029124000000002,0.75899658203127196,448.80419999999998,484.16,478.21035999999998,3.4632999999999999E-3,6.1490000000000004E-4,0.84499511718752196,370.85602,399.44819999999999,393.52519999999998,3.4623000000000002E-3,0,0.74999389648439696,455.33879999999999,491.26490000000001,485.31256000000002,3.4648000000000001E-3,6.6500000000000001E-4,0.76198730468752196,446.39299999999997,481.53730000000002,475.77032000000003,3.437E-3,6.221E-4,0.76799926757814696,451.21510000000001,486.76240000000001,480.91467,3.447E-3,6.4999999999999997E-4,0.68398437500002196,432.32670000000002,466.38,460.92435,3.4155000000000001E-3,5.3280000000000005E-4,true,1.2288582286847416,31.27986348122867,27.619453924914676,6.8959974280662362,7.5338345864661598,75.3,6.6322979346235158,1.4827955164148947,-1.684187748936592,35.650793650793709,26.825396825396801,0.80884492289787779,4.3292542138084755E-2,21.018448075886695,21.207205339766219,21.519628222030001]
[363,16,0,81.199994215150795,227.30001122016699,43,43,0,1,-0.85001220703122704,174.8519,187.00838999999999,185.41335000000001,1.6965999999999999E-3,1.8809999E-4,-0.82199707031247704,152.06299999999999,162.00910999999999,160.6276,1.6963E-3,0,-0.85199584960935204,176.93039999999999,189.2868,187.88396,1.6979E-3,2.04E-4,-0.84900512695310204,174.07469,186.15819999999999,184.93654000000001,1.6953999999999999E-3,1.829E-4,-0.84598388671872704,175.3441,187.5472,186.26485,1.6956E-3,1.931E-4,-0.87998046874997704,167.90960000000001,179.41409999999999,178.16732999999999,1.6930999999999999E-3,1.3439999999999999E-4,true,0.85292429927875602,31.856899488926743,28.262350936967628,11.536358665937673,7.7941225490195993,75.3,10.019670867606106,0.85273599737693251,1.8867230800158139E-3,39.199999999999577,29.199999999999584,0.14745782706147015,7.6565168737863232E-2,14.98648586441147,15.4307865773721,15.430567349571312]
[363,17,0,90.000002656260094,238.10001076179501,1,1,0,1,{"$error":"#N/A"},{"$error":"#N/A"},{"$error":"#N/A"},{"$error":"#N/A"},{"$error":"#N/A"},{"$error":"#N/A"},{"$error":"#N/A"},{"$error":"#N/A"},{"$error":"#N/A"},{"$error":"#N/A"},{"$error":"#N/A"},{"$error":"#N/A"},{"$error":"#N/A"},{"$error":"#N/A"},{"$error":"#N/A"},{"$error":"#N/A"},{"$error":"#N/A"},{"$error":"#N/A"},{"$error":"#N/A"},{"$error":"#N/A"},{"$error":"#N/A"},{"$error":"#N/A"},{"$error":"#N/A"},{"$error":"#N/A"},{"$error":"#N/A"},{"$error":"#N/A"},{"$error":"#N/A"},{"$error":"#N/A"},{"$error":"#N/A"},{"$error":"#N/A"},{"$error":"#N/A"},{"$error":"#N/A"},{"$error":"#N/A"},{"$error":"#N/A"},{"$error":"#N/A"},{"$error":"#N/A"},false,{"$error":"#N/A"},{"$error":"#N/A"},{"$error":"#N/A"},{"$error":"#N/A"},{"$error":"#N/A"},{"$error":"#N/A"},{"$error":"#N/A"},{"$error":"#N/A"},{"$error":"#N/A"},{"$error":"#N/A"},{"$error":"#N/A"},{"$error":"#N/A"},{"$error":"#N/A"},{"$error":"#N/A"},{"$error":"#N/A"},{"$error":"#N/A"}]
[363,18,0,90.000002656260094,247.40000604973099,0,0,0,{"$error":"#N/A"},{"$error":"#N/A"},{"$error":"#N/A"},{"$error":"#N/A"},{"$error":"#N/A"},{"$error":"#N/A"},{"$error":"#N/A"},{"$error":"#N/A"},{"$error":"#N/A"},{"$error":"#N/A"},{"$error":"#N/A"},{"$error":"#N/A"},{"$error":"#N/A"},{"$error":"#N/A"},{"$error":"#N/A"},{"$error":"#N/A"},{"$error":"#N/A"},{"$error":"#N/A"},{"$error":"#N/A"},{"$error":"#N/A"},{"$error":"#N/A"},{"$error":"#N/A"},{"$error":"#N/A"},{"$error":"#N/A"},{"$error":"#N/A"},{"$error":"#N/A"},{"$error":"#N/A"},{"$error":"#N/A"},{"$error":"#N/A"},{"$error":"#N/A"},{"$error":"#N/A"},{"$error":"#N/A"},{"$error":"#N/A"},{"$error":"#N/A"},{"$error":"#N/A"},{"$error":"#N/A"},{"$error":"#N/A"},{"$f":"IF(ISNUMBER(O8711),IF(O8711>0,TRUE,FALSE),FALSE)","v":false},{"$f":" 100 * IF(AT8711,(L8711-M8711)/L8711,NA())","v":{"$error":"#N/A"}},{"$f":" 100 * IF(AT8711, $AS$4 + (AA8711 - AS8711) * ($AM$4 - $AS$4) /(AM8711 - AS8711),NA())","v":{"$error":"#N/A"}},{"$f":" 100 * (IF(AT8711, $AS$4 + (AG8711 - AS8711) * ($AM$4 - $AS$4) /(AM8711 - AS8711),NA()) )","v":{"$error":"#N/A"}},{"$f":" 100 * (IF(AT8711,AA8711/AG8711-1,NA()))","v":{"$error":"#N/A"}},{"$f":" 100 * (IF(AT8711,1-O8711/AA8711,NA()))","v":{"$error":"#N/A"}},{"$f":"IF(AT8711,$AZ$5,NA())","v":{"$error":"#N/A"}},{"$error":"#N/A"},{"$f":" 100 * IF(AT8711,(R8711-S8711)/R8711,NA())","v":{"$error":"#N/A"}},{"$f":"(AU8711-BB8711)*BA8711","v":{"$error":"#N/A"}},{"$f":" 100 * (IF(AT8711, $AS$4 + (Z8711 - AR8711) * ($AM$4 - $AS$4) /(AL8711 - AR8711),NA()))","v":{"$error":"#N/A"}},{"$f":" 100 * (IF(AT8711, $AS$4 + (AF8711 - AR8711) * ($AM$4 - $AS$4) /(AL8711 - AR8711),NA()))","v":{"$error":"#N/A"}},{"$f":" 100 * (IF(AT8711,Z8711/AF8711-1,NA()))","v":{"$error":"#N/A"}},{"$f":" 100 * (IF(AT8711,1-N8711/Z8711,NA()))","v":{"$error":"#N/A"}},{"$f":"100 * IF(AT8711,(K8711-Q8711)/Q8711,NA())","v":{"$error":"#N/A"}},{"$error":"#N/A"},{"$error":"#N/A"}]
[363,19,0,90.000002656260094,256.49998911365202,0,0,0,{"$error":"#N/A"},{"$error":"#N/A"},{"$error":"#N/A"},{"$error":"#N/A"},{"$error":"#N/A"},{"$error":"#N/A"},{"$error":"#N/A"},{"$error":"#N/A"},{"$error":"#N/A"},{"$error":"#N/A"},{"$error":"#N/A"},{"$error":"#N/A"},{"$error":"#N/A"},{"$error":"#N/A"},{"$error":"#N/A"},{"$error":"#N/A"},{"$error":"#N/A"},{"$error":"#N/A"},{"$error":"#N/A"},{"$error":"#N/A"},{"$error":"#N/A"},{"$error":"#N/A"},{"$error":"#N/A"},{"$error":"#N/A"},{"$error":"#N/A"},{"$error":"#N/A"},{"$error":"#N/A"},{"$error":"#N/A"},{"$error":"#N/A"},{"$error":"#N/A"},{"$error":"#N/A"},{"$error":"#N/A"},{"$error":"#N/A"},{"$error":"#N/A"},{"$error":"#N/A"},{"$error":"#N/A"},{"$error":"#N/A"},false,{"$error":"#N/A"},{"$error":"#N/A"},{"$error":"#N/A"},{"$error":"#N/A"},{"$error":"#N/A"},{"$error":"#N/A"},{"$f":" IF($AZ$2, 1, AZ8712/100) * (1 + N8712/O8712)","v":{"$error":"#N/A"}},{"$error":"#N/A"},{"$error":"#N/A"},{"$error":"#N/A"},{"$error":"#N/A"},{"$error":"#N/A"},{"$error":"#N/A"},{"$error":"#N/A"},{"$error":"#N/A"},{"$error":"#N/A"}]
[363,20,0,90.000002656260094,265.59999160566701,0,0,0,{"$error":"#N/A"},{"$error":"#N/A"},{"$error":"#N/A"},{"$error":"#N/A"},{"$error":"#N/A"},{"$error":"#N/A"},{"$error":"#N/A"},{"$error":"#N/A"},{"$error":"#N/A"},{"$error":"#N/A"},{"$error":"#N/A"},{"$error":"#N/A"},{"$error":"#N/A"},{"$error":"#N/A"},{"$error":"#N/A"},{"$error":"#N/A"},{"$error":"#N/A"},{"$error":"#N/A"},{"$error":"#N/A"},{"$error":"#N/A"},{"$error":"#N/A"},{"$error":"#N/A"},{"$error":"#N/A"},{"$error":"#N/A"},{"$error":"#N/A"},{"$error":"#N/A"},{"$error":"#N/A"},{"$error":"#N/A"},{"$error":"#N/A"},{"$error":"#N/A"},{"$error":"#N/A"},{"$error":"#N/A"},{"$error":"#N/A"},{"$error":"#N/A"},{"$error":"#N/A"},{"$error":"#N/A"},{"$error":"#N/A"},false,{"$error":"#N/A"},{"$error":"#N/A"},{"$error":"#N/A"},{"$error":"#N/A"},{"$error":"#N/A"},{"$error":"#N/A"},{"$error":"#N/A"},{"$error":"#N/A"},{"$error":"#N/A"},{"$error":"#N/A"},{"$error":"#N/A"},{"$error":"#N/A"},{"$error":"#N/A"},{"$error":"#N/A"},{"$error":"#N/A"},{"$error":"#N/A"}]
[363,21,0,90.000002656260094,276.100021381506,0,0,0,{"$error":"#N/A"},{"$error":"#N/A"},{"$error":"#N/A"},{"$error":"#N/A"},{"$error":"#N/A"},{"$error":"#N/A"},{"$error":"#N/A"},{"$error":"#N/A"},{"$error":"#N/A"},{"$error":"#N/A"},{"$error":"#N/A"},{"$error":"#N/A"},{"$error":"#N/A"},{"$error":"#N/A"},{"$error":"#N/A"},{"$error":"#N/A"},{"$error":"#N/A"},{"$error":"#N/A"},{"$error":"#N/A"},{"$error":"#N/A"},{"$error":"#N/A"},{"$error":"#N/A"},{"$error":"#N/A"},{"$error":"#N/A"},{"$error":"#N/A"},{"$error":"#N/A"},{"$error":"#N/A"},{"$error":"#N/A"},{"$error":"#N/A"},{"$error":"#N/A"},{"$error":"#N/A"},{"$error":"#N/A"},{"$error":"#N/A"},{"$error":"#N/A"},{"$error":"#N/A"},{"$error":"#N/A"},{"$error":"#N/A"},false,{"$error":"#N/A"},{"$error":"#N/A"},{"$error":"#N/A"},{"$error":"#N/A"},{"$error":"#N/A"},{"$error":"#N/A"},{"$error":"#N/A"},{"$error":"#N/A"},{"$error":"#N/A"},{"$error":"#N/A"},{"$error":"#N/A"},{"$error":"#N/A"},{"$error":"#N/A"},{"$error":"#N/A"},{"$error":"#N/A"},{"$error":"#N/A"}]
[363,22,0,90.000002656260094,288.59999854465201,0,0,0,{"$error":"#N/A"},{"$error":"#N/A"},{"$error":"#N/A"},{"$error":"#N/A"},{"$error":"#N/A"},{"$error":"#N/A"},{"$error":"#N/A"},{"$error":"#N/A"},{"$error":"#N/A"},{"$error":"#N/A"},{"$error":"#N/A"},{"$error":"#N/A"},{"$error":"#N/A"},{"$error":"#N/A"},{"$error":"#N/A"},{"$error":"#N/A"},{"$error":"#N/A"},{"$error":"#N/A"},{"$error":"#N/A"},{"$error":"#N/A"},{"$error":"#N/A"},{"$error":"#N/A"},{"$error":"#N/A"},{"$error":"#N/A"},{"$error":"#N/A"},{"$error":"#N/A"},{"$error":"#N/A"},{"$error":"#N/A"},{"$error":"#N/A"},{"$error":"#N/A"},{"$error":"#N/A"},{"$error":"#N/A"},{"$error":"#N/A"},{"$error":"#N/A"},{"$error":"#N/A"},{"$error":"#N/A"},{"$error":"#N/A"},false,{"$error":"#N/A"},{"$error":"#N/A"},{"$error":"#N/A"},{"$error":"#N/A"},{"$error":"#N/A"},{"$error":"#N/A"},{"$error":"#N/A"},{"$error":"#N/A"},{"$error":"#N/A"},{"$error":"#N/A"},{"$error":"#N/A"},{"$error":"#N/A"},{"$error":"#N/A"},{"$error":"#N/A"},{"$error":"#N/A"},{"$error":"#N/A"}]
[363,23,0,90.000002656260094,307.399981916446,0,0,0,{"$error":"#N/A"},{"$error":"#N/A"},{"$error":"#N/A"},{"$error":"#N/A"},{"$error":"#N/A"},{"$error":"#N/A"},{"$error":"#N/A"},{"$error":"#N/A"},{"$error":"#N/A"},{"$error":"#N/A"},{"$error":"#N/A"},{"$error":"#N/A"},{"$error":"#N/A"},{"$error":"#N/A"},{"$error":"#N/A"},{"$error":"#N/A"},{"$error":"#N/A"},{"$error":"#N/A"},{"$error":"#N/A"},{"$error":"#N/A"},{"$error":"#N/A"},{"$error":"#N/A"},{"$error":"#N/A"},{"$error":"#N/A"},{"$error":"#N/A"},{"$error":"#N/A"},{"$error":"#N/A"},{"$error":"#N/A"},{"$error":"#N/A"},{"$error":"#N/A"},{"$error":"#N/A"},{"$error":"#N/A"},{"$error":"#N/A"},{"$error":"#N/A"},{"$error":"#N/A"},{"$error":"#N/A"},{"$error":"#N/A"},false,{"$error":"#N/A"},{"$error":"#N/A"},{"$error":"#N/A"},{"$error":"#N/A"},{"$error":"#N/A"},{"$error":"#N/A"},{"$error":"#N/A"},{"$error":"#N/A"},{"$error":"#N/A"},{"$error":"#N/A"},{"$error":"#N/A"},{"$error":"#N/A"},{"$error":"#N/A"},{"$error":"#N/A"},{"$error":"#N/A"},{"$error":"#N/A"}]
[364,0,0,90.000002656260094,338.99998992954897,0,0,0,{"$error":"#N/A"},{"$error":"#N/A"},{"$error":"#N/A"},{"$error":"#N/A"},{"$error":"#N/A"},{"$error":"#N/A"},{"$error":"#N/A"},{"$error":"#N/A"},{"$error":"#N/A"},{"$error":"#N/A"},{"$error":"#N/A"},{"$error":"#N/A"},{"$error":"#N/A"},{"$error":"#N/A"},{"$error":"#N/A"},{"$error":"#N/A"},{"$error":"#N/A"},{"$error":"#N/A"},{"$error":"#N/A"},{"$error":"#N/A"},{"$error":"#N/A"},{"$error":"#N/A"},{"$error":"#N/A"},{"$error":"#N/A"},{"$error":"#N/A"},{"$error":"#N/A"},{"$error":"#N/A"},{"$error":"#N/A"},{"$error":"#N/A"},{"$error":"#N/A"},{"$error":"#N/A"},{"$error":"#N/A"},{"$error":"#N/A"},{"$error":"#N/A"},{"$error":"#N/A"},{"$error":"#N/A"},{"$error":"#N/A"},false,{"$error":"#N/A"},{"$error":"#N/A"},{"$error":"#N/A"},{"$error":"#N/A"},{"$error":"#N/A"},{"$error":"#N/A"},{"$error":"#N/A"},{"$error":"#N/A"},{"$error":"#N/A"},{"$error":"#N/A"},{"$error":"#N/A"},{"$error":"#N/A"},{"$error":"#N/A"},{"$error":"#N/A"},{"$error":"#N/A"},{"$error":"#N/A"}]
[364,1,0,90.000002656260094,20.8999951553896,0,0,0,{"$error":"#N/A"},{"$error":"#N/A"},{"$error":"#N/A"},{"$error":"#N/A"},{"$error":"#N/A"},{"$error":"#N/A"},{"$error":"#N/A"},{"$error":"#N/A"},{"$error":"#N/A"},{"$error":"#N/A"},{"$error":"#N/A"},{"$error":"#N/A"},{"$error":"#N/A"},{"$error":"#N/A"},{"$error":"#N/A"},{"$error":"#N/A"},{"$error":"#N/A"},{"$error":"#N/A"},{"$error":"#N/A"},{"$error":"#N/A"},{"$error":"#N/A"},{"$error":"#N/A"},{"$error":"#N/A"},{"$error":"#N/A"},{"$error":"#N/A"},{"$error":"#N/A"},{"$error":"#N/A"},{"$error":"#N/A"},{"$error":"#N/A"},{"$error":"#N/A"},{"$error":"#N/A"},{"$error":"#N/A"},{"$error":"#N/A"},{"$error":"#N/A"},{"$error":"#N/A"},{"$error":"#N/A"},{"$error":"#N/A"},false,{"$error":"#N/A"},{"$error":"#N/A"},{"$error":"#N/A"},{"$error":"#N/A"},{"$error":"#N/A"},{"$error":"#N/A"},{"$error":"#N/A"},{"$error":"#N/A"},{"$error":"#N/A"},{"$error":"#N/A"},{"$error":"#N/A"},{"$error":"#N/A"},{"$error":"#N/A"},{"$error":"#N/A"},{"$error":"#N/A"},{"$error":"#N/A"}]
[364,2,0,90.000002656260094,52.499998311469398,0,0,0,{"$error":"#N/A"},{"$error":"#N/A"},{"$error":"#N/A"},{"$error":"#N/A"},{"$error":"#N/A"},{"$error":"#N/A"},{"$error":"#N/A"},{"$error":"#N/A"},{"$error":"#N/A"},{"$error":"#N/A"},{"$error":"#N/A"},{"$error":"#N/A"},{"$error":"#N/A"},{"$error":"#N/A"},{"$error":"#N/A"},{"$error":"#N/A"},{"$error":"#N/A"},{"$error":"#N/A"},{"$error":"#N/A"},{"$error":"#N/A"},{"$error":"#N/A"},{"$error":"#N/A"},{"$error":"#N/A"},{"$error":"#N/A"},{"$error":"#N/A"},{"$error":"#N/A"},{"$error":"#N/A"},{"$error":"#N/A"},{"$error":"#N/A"},{"$error":"#N/A"},{"$error":"#N/A"},{"$error":"#N/A"},{"$error":"#N/A"},{"$error":"#N/A"},{"$error":"#N/A"},{"$error":"#N/A"},{"$error":"#N/A"},false,{"$error":"#N/A"},{"$error":"#N/A"},{"$error":"#N/A"},{"$error":"#N/A"},{"$error":"#N/A"},{"$error":"#N/A"},{"$error":"#N/A"},{"$error":"#N/A"},{"$error":"#N/A"},{"$error":"#N/A"},{"$error":"#N/A"},{"$error":"#N/A"},{"$error":"#N/A"},{"$error":"#N/A"},{"$error":"#N/A"},{"$error":"#N/A"}]
[364,3,0,90.000002656260094,71.000002203427897,0,0,0,{"$error":"#N/A"},{"$error":"#N/A"},{"$error":"#N/A"},{"$error":"#N/A"},{"$error":"#N/A"},{"$error":"#N/A"},{"$error":"#N/A"},{"$error":"#N/A"},{"$error":"#N/A"},{"$error":"#N/A"},{"$error":"#N/A"},{"$error":"#N/A"},{"$error":"#N/A"},{"$error":"#N/A"},{"$error":"#N/A"},{"$error":"#N/A"},{"$error":"#N/A"},{"$error":"#N/A"},{"$error":"#N/A"},{"$error":"#N/A"},{"$error":"#N/A"},{"$error":"#N/A"},{"$error":"#N/A"},{"$error":"#N/A"},{"$error":"#N/A"},{"$error":"#N/A"},{"$error":"#N/A"},{"$error":"#N/A"},{"$error":"#N/A"},{"$error":"#N/A"},{"$error":"#N/A"},{"$error":"#N/A"},{"$error":"#N/A"},{"$error":"#N/A"},{"$error":"#N/A"},{"$error":"#N/A"},{"$error":"#N/A"},false,{"$error":"#N/A"},{"$error":"#N/A"},{"$error":"#N/A"},{"$error":"#N/A"},{"$error":"#N/A"},{"$error":"#N/A"},{"$error":"#N/A"},{"$error":"#N/A"},{"$error":"#N/A"},{"$error":"#N/A"},{"$error":"#N/A"},{"$error":"#N/A"},{"$error":"#N/A"},{"$error":"#N/A"},{"$error":"#N/A"},{"$error":"#N/A"}]
[364,4,0,90.000002656260094,83.899998957581104,0,0,0,{"$error":"#N/A"},{"$error":"#N/A"},{"$error":"#N/A"},{"$error":"#N/A"},{"$error":"#N/A"},{"$error":"#N/A"},{"$error":"#N/A"},{"$error":"#N/A"},{"$error":"#N/A"},{"$error":"#N/A"},{"$error":"#N/A"},{"$error":"#N/A"},{"$error":"#N/A"},{"$error":"#N/A"},{"$error":"#N/A"},{"$error":"#N/A"},{"$error":"#N/A"},{"$error":"#N/A"},{"$error":"#N/A"},{"$error":"#N/A"},{"$error":"#N/A"},{"$error":"#N/A"},{"$error":"#N/A"},{"$error":"#N/A"},{"$error":"#N/A"},{"$error":"#N/A"},{"$error":"#N/A"},{"$error":"#N/A"},{"$error":"#N/A"},{"$error":"#N/A"},{"$error":"#N/A"},{"$error":"#N/A"},{"$error":"#N/A"},{"$error":"#N/A"},{"$error":"#N/A"},{"$error":"#N/A"},{"$error":"#N/A"},false,{"$error":"#N/A"},{"$error":"#N/A"},{"$error":"#N/A"},{"$error":"#N/A"},{"$error":"#N/A"},{"$error":"#N/A"},{"$error":"#N/A"},{"$error":"#N/A"},{"$error":"#N/A"},{"$error":"#N/A"},{"$error":"#N/A"},{"$error":"#N/A"},{"$error":"#N/A"},{"$error":"#N/A"},{"$error":"#N/A"},{"$error":"#N/A"}]
[364,5,0,90.000002656260094,94.000004285390105,0,0,0,{"$error":"#N/A"},{"$error":"#N/A"},{"$error":"#N/A"},{"$error":"#N/A"},{"$error":"#N/A"},{"$error":"#N/A"},{"$error":"#N/A"},{"$error":"#N/A"},{"$error":"#N/A"},{"$error":"#N/A"},{"$error":"#N/A"},{"$error":"#N/A"},{"$error":"#N/A"},{"$error":"#N/A"},{"$error":"#N/A"},{"$error":"#N/A"},{"$error":"#N/A"},{"$error":"#N/A"},{"$error":"#N/A"},{"$error":"#N/A"},{"$error":"#N/A"},{"$error":"#N/A"},{"$error":"#N/A"},{"$error":"#N/A"},{"$error":"#N/A"},{"$error":"#N/A"},{"$error":"#N/A"},{"$error":"#N/A"},{"$error":"#N/A"},{"$error":"#N/A"},{"$error":"#N/A"},{"$error":"#N/A"},{"$error":"#N/A"},{"$error":"#N/A"},{"$error":"#N/A"},{"$error":"#N/A"},{"$error":"#N/A"},false,{"$error":"#N/A"},{"$error":"#N/A"},{"$error":"#N/A"},{"$error":"#N/A"},{"$error":"#N/A"},{"$error":"#N/A"},{"$error":"#N/A"},{"$error":"#N/A"},{"$error":"#N/A"},{"$error":"#N/A"},{"$error":"#N/A"},{"$error":"#N/A"},{"$error":"#N/A"},{"$error":"#N/A"},{"$error":"#N/A"},{"$error":"#N/A"}]
[364,6,0,90.000002656260094,103.50000208329401,0,0,0,{"$error":"#N/A"},{"$error":"#N/A"},{"$error":"#N/A"},{"$error":"#N/A"},{"$error":"#N/A"},{"$error":"#N/A"},{"$error":"#N/A"},{"$error":"#N/A"},{"$error":"#N/A"},{"$error":"#N/A"},{"$error":"#N/A"},{"$error":"#N/A"},{"$error":"#N/A"},{"$error":"#N/A"},{"$error":"#N/A"},{"$error":"#N/A"},{"$error":"#N/A"},{"$error":"#N/A"},{"$error":"#N/A"},{"$error":"#N/A"},{"$error":"#N/A"},{"$error":"#N/A"},{"$error":"#N/A"},{"$error":"#N/A"},{"$error":"#N/A"},{"$error":"#N/A"},{"$error":"#N/A"},{"$error":"#N/A"},{"$error":"#N/A"},{"$error":"#N/A"},{"$error":"#N/A"},{"$error":"#N/A"},{"$error":"#N/A"},{"$error":"#N/A"},{"$error":"#N/A"},{"$error":"#N/A"},{"$error":"#N/A"},false,{"$error":"#N/A"},{"$error":"#N/A"},{"$error":"#N/A"},{"$error":"#N/A"},{"$error":"#N/A"},{"$error":"#N/A"},{"$error":"#N/A"},{"$error":"#N/A"},{"$error":"#N/A"},{"$error":"#N/A"},{"$error":"#N/A"},{"$error":"#N/A"},{"$error":"#N/A"},{"$error":"#N/A"},{"$error":"#N/A"},{"$error":"#N/A"}]
[364,7,0,90.000002656260094,112.599994861262,0,0,0,{"$error":"#N/A"},{"$error":"#N/A"},{"$error":"#N/A"},{"$error":"#N/A"},{"$error":"#N/A"},{"$error":"#N/A"},{"$error":"#N/A"},{"$error":"#N/A"},{"$error":"#N/A"},{"$error":"#N/A"},{"$error":"#N/A"},{"$error":"#N/A"},{"$error":"#N/A"},{"$error":"#N/A"},{"$error":"#N/A"},{"$error":"#N/A"},{"$error":"#N/A"},{"$error":"#N/A"},{"$error":"#N/A"},{"$error":"#N/A"},{"$error":"#N/A"},{"$error":"#N/A"},{"$error":"#N/A"},{"$error":"#N/A"},{"$error":"#N/A"},{"$error":"#N/A"},{"$error":"#N/A"},{"$error":"#N/A"},{"$error":"#N/A"},{"$error":"#N/A"},{"$error":"#N/A"},{"$error":"#N/A"},{"$error":"#N/A"},{"$error":"#N/A"},{"$error":"#N/A"},{"$error":"#N/A"},{"$error":"#N/A"},false,{"$error":"#N/A"},{"$error":"#N/A"},{"$error":"#N/A"},{"$error":"#N/A"},{"$error":"#N/A"},{"$error":"#N/A"},{"$error":"#N/A"},{"$error":"#N/A"},{"$error":"#N/A"},{"$error":"#N/A"},{"$error":"#N/A"},{"$error":"#N/A"},{"$error":"#N/A"},{"$error":"#N/A"},{"$error":"#N/A"},{"$error":"#N/A"}]
[364,8,0,90.000002656260094,121.899999863245,2,2,0,1,{"$error":"#N/A"},{"$error":"#N/A"},{"$error":"#N/A"},{"$error":"#N/A"},{"$error":"#N/A"},{"$error":"#N/A"},{"$error":"#N/A"},{"$error":"#N/A"},{"$error":"#N/A"},{"$error":"#N/A"},{"$error":"#N/A"},{"$error":"#N/A"},{"$error":"#N/A"},{"$error":"#N/A"},{"$error":"#N/A"},{"$error":"#N/A"},{"$error":"#N/A"},{"$error":"#N/A"},{"$error":"#N/A"},{"$error":"#N/A"},{"$error":"#N/A"},{"$error":"#N/A"},{"$error":"#N/A"},{"$error":"#N/A"},{"$error":"#N/A"},{"$error":"#N/A"},{"$error":"#N/A"},{"$error":"#N/A"},{"$error":"#N/A"},{"$error":"#N/A"},{"$error":"#N/A"},{"$error":"#N/A"},{"$error":"#N/A"},{"$error":"#N/A"},{"$error":"#N/A"},{"$error":"#N/A"},false,{"$error":"#N/A"},{"$error":"#N/A"},{"$error":"#N/A"},{"$error":"#N/A"},{"$error":"#N/A"},{"$error":"#N/A"},{"$error":"#N/A"},{"$error":"#N/A"},{"$error":"#N/A"},{"$error":"#N/A"},{"$error":"#N/A"},{"$error":"#N/A"},{"$error":"#N/A"},{"$error":"#N/A"},{"$error":"#N/A"},{"$error":"#N/A"}]
[364,9,0,81.099997817190101,132.69999940487199,65,60,32.318449999999999,0.92307689999999998,-0.86701049804685204,322.20830000000001,348.28289999999998,346.06180000000001,2.8126999E-3,2.63E-4,-0.82498779296872704,289.50830000000002,312.50139999999999,310.21206999999998,2.8141001E-3,0,-0.87299194335935204,325.6447,352.04289999999997,349.88745,2.8157999999999998E-3,2.876E-4,-0.86801757812497704,320.7647,346.70530000000002,344.77904999999998,2.8116E-3,2.5260000000000001E-4,-0.86398925781247704,322.96469999999999,349.1071,347.15503000000001,2.8110000000000001E-3,2.7070000000000002E-4,-0.91800537109372704,312.53899999999999,337.76211999999998,335.89352000000002,2.8086999999999999E-3,1.8999999E-4,true,0.63772869698741408,32.094175700845632,27.757125432822129,13.855898653998411,8.5535465924895693,75.3,11.694676425855514,0.73258231803121743,-1.1092824059279995,50.869565217387944,32.60869565217326,0.14938113529661123,0.11009659776972658,11.295012958177706,11.450028703871405,11.556523251980499]
[364,10,0,73.699997231811395,144.600007894302,139,123,57.007100000000001,0.88489209999999996,2.2149902343750201,756.30740000000003,813.74170000000004,808.47299999999996,5.7365999999999997E-3,7.3910000000000002E-4,2.3330017089843902,659.73310000000004,709.42523000000006,703.86170000000004,5.7272E-3,0,2.2019897460937701,764.2337,822.31330000000003,816.66254000000004,5.738E-3,7.9900003E-4,2.2190185546875201,751.69740000000002,808.76319999999998,802.93420000000003,5.705E-3,7.3490000000000003E-4,2.2239929199218902,758.93470000000002,816.54719999999998,811.13149999999996,5.7185999999999999E-3,7.7760000000000004E-4,2.1189819335937701,735.94179999999994,792.03099999999995,786.26904000000002,5.6791999999999997E-3,6.3880000000000002E-4,true,0.64746589734802584,31.541788904899132,26.923631123919307,8.7222792216627987,7.4968745620697881,75.3,8.7616019483155192,0.78423063696226503,-1.1982782090649826,34.923857868020313,26.548223350253853,0.57843996494302274,2.4398745207399042E-2,14.63838937291459,14.7043642640113,14.862479376275184]
[364,11,0,68.299997460997602,157.89999509732101,195,169,70.318399999999997,0.86666670000000001,4.3990112304687701,993.40570000000002,1061.8723,1055.4295999999999,7.2840999999999999E-3,1.0196999999999999E-3,4.5620056152343897,860.64279999999997,919.48810000000003,913.07074,7.2819E-3,0,4.3839965820312701,1005.5170000000001,1074.8677,1068.7517,7.2908000000000001E-3,1.106E-3,4.4089904785156397,988.12139999999999,1056.1862000000001,1050.1396,7.2474000000000002E-3,1.0154999000000001E-3,4.4099975585937701,998.73860000000002,1067.5293999999999,1062.0896,7.2659999999999999E-3,1.0789E-3,4.2549987792968897,964.64679999999998,1031.5820000000001,1025.9834000000001,7.2084000000000002E-3,8.7429999999999995E-4,true,0.60673020663596355,31.324535679374389,26.901265884652986,8.9118768007756533,7.8028933092224362,75.3,8.1433755025988042,0.69792746638048175,-0.74265353090764963,34.305555555555614,26.770833333333364,0.59883544443524173,9.1896636857413672E-2,15.426016461184602,15.485159623055475,15.591219142560622]
[364,12,0,65.400004779669402,172.699996268078,254,204,120.11125,0.80314960000000002,7.0339904785156397,1357.6310000000001,1439.1969999999999,1433.4836,1.0094799999999999E-2,1.0001000000000001E-3,7.1889892578125201,1226.9031,1300.0985000000001,1295.0338999999999,1.0095E-2,0,7.0150085449218897,1369.7630999999999,1452.1414,1446.8044,1.0097699999999999E-2,1.0901000000000001E-3,7.0240112304687701,1351.7802999999999,1433.0405000000001,1428.6655000000001,1.00914E-2,9.5869996999999995E-4,7.0500122070312701,1364.2837999999999,1446.1721,1441.3924999999999,1.0093899999999999E-2,1.0521E-3,6.8470092773437701,1321.9208000000001,1402.1946,1397.2328,1.0084299999999999E-2,7.3749999999999998E-4,true,0.39698526331001699,31.207883026064842,27.031149713922442,13.706063848108819,8.2561232914411526,75.3,11.093790620937904,0.38955509909442665,8.242868608694455E-2,33.958333333333215,27.395833333334409,6.2429395326701886E-2,2.8719411351096902E-2,10.655112045930936,10.699073954781104,10.690816665108159]
[364,13,0,65.400004779669402,187.29999492886799,255,204,122.51348,0.8,7.8609863281250201,1363.5863999999999,1441.7764999999999,1436.3394000000001,1.0141000000000001E-2,9.993999999999999E-4,8.0169921875000192,1233.7155,1303.9329,1298.4237000000001,1.0147E-2,0,7.8479858398437701,1376.559,1455.54,1449.8117999999999,1.01507E-2,1.0889999999999999E-3,7.8550048828125201,1358.4214999999999,1436.3451,1431.8970999999999,1.01443E-2,9.567E-4,7.8730102539062701,1370.2275,1448.7351000000001,1443.8280999999999,1.01356E-2,1.0556000000000001E-3,7.6690002441406397,1327.7617,1404.7764,1400.3317,1.0126700000000001E-2,7.3999999999999999E-4,true,0.37711115419067193,31.058301647655252,26.866286438529784,13.828786453433661,8.2277318640954995,75.3,11.147088252951773,0.4225064035120184,-0.50602485044979828,46.966292134833601,39.775280898877718,6.3089616829148376E-2,9.5559912124287827E-2,10.526811084078938,10.571372192541496,10.621779315950565]
[364,14,0,68.299997460997602,202.100005813672,203,172,83.841160000000002,0.84729063999999998,6.7619873046875201,1051.7062000000001,1115.9744000000001,1110.2806,7.7124000000000003E-3,1.0395000000000001E-3,6.9309936523437701,916.49279999999999,972.01184000000001,966.05676000000005,7.7121999999999998E-3,0,6.7520080566406397,1064.1855,1129.2521999999999,1122.9104,7.7237E-3,1.124E-3,6.7749877929687701,1046.0793000000001,1109.9603,1104.1790000000001,7.6766999999999998E-3,1.0318E-3,6.7889953613281397,1057.7759000000001,1122.3108,1116.3108,7.7009000000000001E-3,1.0972E-3,6.6260009765625201,1022.9207,1085.8972000000001,1079.8215,7.6417000000000004E-3,8.8900000000000003E-4,true,0.51020883633173031,31.28722382324688,26.858789625360231,8.9358402791238625,7.5177935943060437,75.3,8.4193362193362198,0.61265508864582896,-0.86252944264334774,33.851351351351354,25.912162162162094,0.61224223950395729,0.14630293771119574,14.753351035600071,14.810782551784559,14.929126938669732]
[364,15,0,73.699997231811395,215.39999301669101,142,121,74.821820000000002,0.85211265000000003,5.7019897460937701,813.25540000000001,865.76990000000001,860.63855000000001,6.1890000000000001E-3,7.2709999999999995E-4,5.8180175781250201,718.98710000000005,765.0625,759.80646000000002,6.1868996999999998E-3,0,5.6929870605468897,821.39760000000001,874.4742,869.21389999999997,6.1916000000000002E-3,7.8739999999999995E-4,5.7149902343750201,808.24839999999995,860.40549999999996,855.18340000000001,6.1577000000000003E-3,7.1989999999999999E-4,5.7170043945312701,815.07654000000002,867.67219999999998,862.51869999999997,6.1697999999999996E-3,7.6040000000000005E-4,5.6130004882812701,793.00189999999998,844.42859999999996,839.53174000000001,6.1327999999999999E-3,6.267E-4,true,0.59269212293012241,32.019446522064307,26.970830216903511,9.3763022642033622,7.6581153162306297,75.3,9.5118965754366673,0.6870079241891982,-0.89712214700576831,35.891891891892108,26.7297297297299,0.55053023044318028,4.1992376768529294E-2,13.111264444104762,13.1632905808349,13.270759766901691]
[364,16,0,81.099997817190101,227.30001122016699,62,58,25.854759999999999,0.93548390000000003,2.9580017089843902,299.92079999999999,320.49619999999999,318.23016000000001,2.6443E-3,2.5329999999999998E-4,2.9959960937500201,268.31290000000001,286.33199999999999,284.29883000000001,2.6440000000000001E-3,0,2.9500061035156402,302.97059999999999,323.79509999999999,321.81243999999998,2.6457E-3,2.7629999999999999E-4,2.9550109863281402,298.48129999999998,318.94389999999999,317.24236999999999,2.6424999999999999E-3,2.4359999E-4,2.9590087890625201,300.78980000000001,321.43279999999999,319.65802000000002,2.6429998999999999E-3,2.6170000000000002E-4,2.9110046386718902,290.54640000000001,310.41550000000001,308.69747999999998,2.6392999999999998E-3,1.8320000000000001E-4,true,0.70704114432557252,31.859872611464962,27.694266242038211,13.423649976340313,8.3242851972493703,75.3,11.439399921042243,0.71007431932162113,-3.4697701810305709E-2,37.297764804454076,28.648882402227038,0.12109744560075963,5.2916052462481655E-2,11.780238669106097,11.931673721414301,11.935093084976819]
[364,17,0,90.000002656260094,238.10001076179501,1,1,0,1,{"$error":"#N/A"},{"$error":"#N/A"},{"$error":"#N/A"},{"$error":"#N/A"},{"$error":"#N/A"},{"$error":"#N/A"},{"$error":"#N/A"},{"$error":"#N/A"},{"$error":"#N/A"},{"$error":"#N/A"},{"$error":"#N/A"},{"$error":"#N/A"},{"$error":"#N/A"},{"$error":"#N/A"},{"$error":"#N/A"},{"$error":"#N/A"},{"$error":"#N/A"},{"$error":"#N/A"},{"$error":"#N/A"},{"$error":"#N/A"},{"$error":"#N/A"},{"$error":"#N/A"},{"$error":"#N/A"},{"$error":"#N/A"},{"$error":"#N/A"},{"$error":"#N/A"},{"$error":"#N/A"},{"$error":"#N/A"},{"$error":"#N/A"},{"$error":"#N/A"},{"$error":"#N/A"},{"$error":"#N/A"},{"$error":"#N/A"},{"$error":"#N/A"},{"$error":"#N/A"},{"$error":"#N/A"},false,{"$error":"#N/A"},{"$error":"#N/A"},{"$error":"#N/A"},{"$error":"#N/A"},{"$error":"#N/A"},{"$error":"#N/A"},{"$error":"#N/A"},{"$error":"#N/A"},{"$error":"#N/A"},{"$error":"#N/A"},{"$error":"#N/A"},{"$error":"#N/A"},{"$error":"#N/A"},{"$error":"#N/A"},{"$error":"#N/A"},{"$error":"#N/A"}]
[364,18,0,90.000002656260094,247.40000604973099,0,0,0,{"$error":"#N/A"},{"$error":"#N/A"},{"$error":"#N/A"},{"$error":"#N/A"},{"$error":"#N/A"},{"$error":"#N/A"},{"$error":"#N/A"},{"$error":"#N/A"},{"$error":"#N/A"},{"$error":"#N/A"},{"$error":"#N/A"},{"$error":"#N/A"},{"$error":"#N/A"},{"$error":"#N/A"},{"$error":"#N/A"},{"$error":"#N/A"},{"$error":"#N/A"},{"$error":"#N/A"},{"$error":"#N/A"},{"$error":"#N/A"},{"$error":"#N/A"},{"$error":"#N/A"},{"$error":"#N/A"},{"$error":"#N/A"},{"$error":"#N/A"},{"$error":"#N/A"},{"$error":"#N/A"},{"$error":"#N/A"},{"$error":"#N/A"},{"$error":"#N/A"},{"$error":"#N/A"},{"$error":"#N/A"},{"$error":"#N/A"},{"$error":"#N/A"},{"$error":"#N/A"},{"$error":"#N/A"},{"$error":"#N/A"},false,{"$error":"#N/A"},{"$error":"#N/A"},{"$error":"#N/A"},{"$error":"#N/A"},{"$error":"#N/A"},{"$error":"#N/A"},{"$error":"#N/A"},{"$error":"#N/A"},{"$error":"#N/A"},{"$error":"#N/A"},{"$error":"#N/A"},{"$error":"#N/A"},{"$error":"#N/A"},{"$error":"#N/A"},{"$error":"#N/A"},{"$error":"#N/A"}]
[364,19,0,90.000002656260094,256.49998911365202,0,0,0,{"$error":"#N/A"},{"$error":"#N/A"},{"$error":"#N/A"},{"$error":"#N/A"},{"$error":"#N/A"},{"$error":"#N/A"},{"$error":"#N/A"},{"$error":"#N/A"},{"$error":"#N/A"},{"$error":"#N/A"},{"$error":"#N/A"},{"$error":"#N/A"},{"$error":"#N/A"},{"$error":"#N/A"},{"$error":"#N/A"},{"$error":"#N/A"},{"$error":"#N/A"},{"$error":"#N/A"},{"$error":"#N/A"},{"$error":"#N/A"},{"$error":"#N/A"},{"$error":"#N/A"},{"$error":"#N/A"},{"$error":"#N/A"},{"$error":"#N/A"},{"$error":"#N/A"},{"$error":"#N/A"},{"$error":"#N/A"},{"$error":"#N/A"},{"$error":"#N/A"},{"$error":"#N/A"},{"$error":"#N/A"},{"$error":"#N/A"},{"$error":"#N/A"},{"$error":"#N/A"},{"$error":"#N/A"},{"$error":"#N/A"},false,{"$error":"#N/A"},{"$error":"#N/A"},{"$error":"#N/A"},{"$error":"#N/A"},{"$error":"#N/A"},{"$error":"#N/A"},{"$error":"#N/A"},{"$error":"#N/A"},{"$error":"#N/A"},{"$error":"#N/A"},{"$error":"#N/A"},{"$error":"#N/A"},{"$error":"#N/A"},{"$error":"#N/A"},{"$error":"#N/A"},{"$error":"#N/A"}]
[364,20,0,90.000002656260094,265.99999662560299,0,0,0,{"$error":"#N/A"},{"$error":"#N/A"},{"$error":"#N/A"},{"$error":"#N/A"},{"$error":"#N/A"},{"$error":"#N/A"},{"$error":"#N/A"},{"$error":"#N/A"},{"$error":"#N/A"},{"$error":"#N/A"},{"$error":"#N/A"},{"$error":"#N/A"},{"$error":"#N/A"},{"$error":"#N/A"},{"$error":"#N/A"},{"$error":"#N/A"},{"$error":"#N/A"},{"$error":"#N/A"},{"$error":"#N/A"},{"$error":"#N/A"},{"$error":"#N/A"},{"$error":"#N/A"},{"$error":"#N/A"},{"$error":"#N/A"},{"$error":"#N/A"},{"$error":"#N/A"},{"$error":"#N/A"},{"$error":"#N/A"},{"$error":"#N/A"},{"$error":"#N/A"},{"$error":"#N/A"},{"$error":"#N/A"},{"$error":"#N/A"},{"$error":"#N/A"},{"$error":"#N/A"},{"$error":"#N/A"},{"$error":"#N/A"},false,{"$error":"#N/A"},{"$error":"#N/A"},{"$error":"#N/A"},{"$error":"#N/A"},{"$error":"#N/A"},{"$error":"#N/A"},{"$error":"#N/A"},{"$error":"#N/A"},{"$error":"#N/A"},{"$error":"#N/A"},{"$error":"#N/A"},{"$error":"#N/A"},{"$error":"#N/A"},{"$error":"#N/A"},{"$error":"#N/A"},{"$error":"#N/A"}]
[364,21,0,90.000002656260094,276.100021381506,0,0,0,{"$error":"#N/A"},{"$error":"#N/A"},{"$error":"#N/A"},{"$error":"#N/A"},{"$error":"#N/A"},{"$error":"#N/A"},{"$error":"#N/A"},{"$error":"#N/A"},{"$error":"#N/A"},{"$error":"#N/A"},{"$error":"#N/A"},{"$error":"#N/A"},{"$error":"#N/A"},{"$error":"#N/A"},{"$error":"#N/A"},{"$error":"#N/A"},{"$error":"#N/A"},{"$error":"#N/A"},{"$error":"#N/A"},{"$error":"#N/A"},{"$error":"#N/A"},{"$error":"#N/A"},{"$error":"#N/A"},{"$error":"#N/A"},{"$error":"#N/A"},{"$error":"#N/A"},{"$error":"#N/A"},{"$error":"#N/A"},{"$error":"#N/A"},{"$error":"#N/A"},{"$error":"#N/A"},{"$error":"#N/A"},{"$error":"#N/A"},{"$error":"#N/A"},{"$error":"#N/A"},{"$error":"#N/A"},{"$error":"#N/A"},false,{"$error":"#N/A"},{"$error":"#N/A"},{"$error":"#N/A"},{"$error":"#N/A"},{"$error":"#N/A"},{"$error":"#N/A"},{"$error":"#N/A"},{"$error":"#N/A"},{"$error":"#N/A"},{"$error":"#N/A"},{"$error":"#N/A"},{"$error":"#N/A"},{"$error":"#N/A"},{"$error":"#N/A"},{"$error":"#N/A"},{"$error":"#N/A"}]
[364,22,0,90.000002656260094,289.00000356458901,0,0,0,{"$error":"#N/A"},{"$error":"#N/A"},{"$error":"#N/A"},{"$error":"#N/A"},{"$error":"#N/A"},{"$error":"#N/A"},{"$error":"#N/A"},{"$error":"#N/A"},{"$error":"#N/A"},{"$error":"#N/A"},{"$error":"#N/A"},{"$error":"#N/A"},{"$error":"#N/A"},{"$error":"#N/A"},{"$error":"#N/A"},{"$error":"#N/A"},{"$error":"#N/A"},{"$error":"#N/A"},{"$error":"#N/A"},{"$error":"#N/A"},{"$error":"#N/A"},{"$error":"#N/A"},{"$error":"#N/A"},{"$error":"#N/A"},{"$error":"#N/A"},{"$error":"#N/A"},{"$error":"#N/A"},{"$error":"#N/A"},{"$error":"#N/A"},{"$error":"#N/A"},{"$error":"#N/A"},{"$error":"#N/A"},{"$error":"#N/A"},{"$error":"#N/A"},{"$error":"#N/A"},{"$error":"#N/A"},{"$error":"#N/A"},false,{"$error":"#N/A"},{"$error":"#N/A"},{"$error":"#N/A"},{"$error":"#N/A"},{"$error":"#N/A"},{"$error":"#N/A"},{"$error":"#N/A"},{"$error":"#N/A"},{"$error":"#N/A"},{"$error":"#N/A"},{"$error":"#N/A"},{"$error":"#N/A"},{"$error":"#N/A"},{"$error":"#N/A"},{"$error":"#N/A"},{"$error":"#N/A"}]
[364,23,0,90.000002656260094,307.4999977425,0,0,0,{"$error":"#N/A"},{"$error":"#N/A"},{"$error":"#N/A"},{"$error":"#N/A"},{"$error":"#N/A"},{"$error":"#N/A"},{"$error":"#N/A"},{"$error":"#N/A"},{"$error":"#N/A"},{"$error":"#N/A"},{"$error":"#N/A"},{"$error":"#N/A"},{"$error":"#N/A"},{"$error":"#N/A"},{"$error":"#N/A"},{"$error":"#N/A"},{"$error":"#N/A"},{"$error":"#N/A"},{"$error":"#N/A"},{"$error":"#N/A"},{"$error":"#N/A"},{"$error":"#N/A"},{"$error":"#N/A"},{"$error":"#N/A"},{"$error":"#N/A"},{"$error":"#N/A"},{"$error":"#N/A"},{"$error":"#N/A"},{"$error":"#N/A"},{"$error":"#N/A"},{"$error":"#N/A"},{"$error":"#N/A"},{"$error":"#N/A"},{"$error":"#N/A"},{"$error":"#N/A"},{"$error":"#N/A"},{"$error":"#N/A"},false,{"$error":"#N/A"},{"$error":"#N/A"},{"$error":"#N/A"},{"$error":"#N/A"},{"$error":"#N/A"},{"$error":"#N/A"},{"$error":"#N/A"},{"$error":"#N/A"},{"$error":"#N/A"},{"$error":"#N/A"},{"$error":"#N/A"},{"$error":"#N/A"},{"$error":"#N/A"},{"$error":"#N/A"},{"$error":"#N/A"},{"$error":"#N/A"}]
[365,0,0,90.000002656260094,339.100005755604,0,0,0,{"$error":"#N/A"},{"$error":"#N/A"},{"$error":"#N/A"},{"$error":"#N/A"},{"$error":"#N/A"},{"$error":"#N/A"},{"$error":"#N/A"},{"$error":"#N/A"},{"$error":"#N/A"},{"$error":"#N/A"},{"$error":"#N/A"},{"$error":"#N/A"},{"$error":"#N/A"},{"$error":"#N/A"},{"$error":"#N/A"},{"$error":"#N/A"},{"$error":"#N/A"},{"$error":"#N/A"},{"$error":"#N/A"},{"$error":"#N/A"},{"$error":"#N/A"},{"$error":"#N/A"},{"$error":"#N/A"},{"$error":"#N/A"},{"$error":"#N/A"},{"$error":"#N/A"},{"$error":"#N/A"},{"$error":"#N/A"},{"$error":"#N/A"},{"$error":"#N/A"},{"$error":"#N/A"},{"$error":"#N/A"},{"$error":"#N/A"},{"$error":"#N/A"},{"$error":"#N/A"},{"$error":"#N/A"},{"$error":"#N/A"},false,{"$error":"#N/A"},{"$error":"#N/A"},{"$error":"#N/A"},{"$error":"#N/A"},{"$error":"#N/A"},{"$error":"#N/A"},{"$error":"#N/A"},{"$error":"#N/A"},{"$error":"#N/A"},{"$error":"#N/A"},{"$error":"#N/A"},{"$error":"#N/A"},{"$error":"#N/A"},{"$error":"#N/A"},{"$error":"#N/A"},{"$error":"#N/A"}]
[365,1,0,90.000002656260094,20.8999951553896,0,0,0,{"$error":"#N/A"},{"$error":"#N/A"},{"$error":"#N/A"},{"$error":"#N/A"},{"$error":"#N/A"},{"$error":"#N/A"},{"$error":"#N/A"},{"$error":"#N/A"},{"$error":"#N/A"},{"$error":"#N/A"},{"$error":"#N/A"},{"$error":"#N/A"},{"$error":"#N/A"},{"$error":"#N/A"},{"$error":"#N/A"},{"$error":"#N/A"},{"$error":"#N/A"},{"$error":"#N/A"},{"$error":"#N/A"},{"$error":"#N/A"},{"$error":"#N/A"},{"$error":"#N/A"},{"$error":"#N/A"},{"$error":"#N/A"},{"$error":"#N/A"},{"$error":"#N/A"},{"$error":"#N/A"},{"$error":"#N/A"},{"$error":"#N/A"},{"$error":"#N/A"},{"$error":"#N/A"},{"$error":"#N/A"},{"$error":"#N/A"},{"$error":"#N/A"},{"$error":"#N/A"},{"$error":"#N/A"},{"$error":"#N/A"},false,{"$error":"#N/A"},{"$error":"#N/A"},{"$error":"#N/A"},{"$error":"#N/A"},{"$error":"#N/A"},{"$error":"#N/A"},{"$error":"#N/A"},{"$error":"#N/A"},{"$error":"#N/A"},{"$error":"#N/A"},{"$error":"#N/A"},{"$error":"#N/A"},{"$error":"#N/A"},{"$error":"#N/A"},{"$error":"#N/A"},{"$error":"#N/A"}]
[365,2,0,90.000002656260094,52.499998311469398,0,0,0,{"$error":"#N/A"},{"$error":"#N/A"},{"$error":"#N/A"},{"$error":"#N/A"},{"$error":"#N/A"},{"$error":"#N/A"},{"$error":"#N/A"},{"$error":"#N/A"},{"$error":"#N/A"},{"$error":"#N/A"},{"$error":"#N/A"},{"$error":"#N/A"},{"$error":"#N/A"},{"$error":"#N/A"},{"$error":"#N/A"},{"$error":"#N/A"},{"$error":"#N/A"},{"$error":"#N/A"},{"$error":"#N/A"},{"$error":"#N/A"},{"$error":"#N/A"},{"$error":"#N/A"},{"$error":"#N/A"},{"$error":"#N/A"},{"$error":"#N/A"},{"$error":"#N/A"},{"$error":"#N/A"},{"$error":"#N/A"},{"$error":"#N/A"},{"$error":"#N/A"},{"$error":"#N/A"},{"$error":"#N/A"},{"$error":"#N/A"},{"$error":"#N/A"},{"$error":"#N/A"},{"$error":"#N/A"},{"$error":"#N/A"},false,{"$error":"#N/A"},{"$error":"#N/A"},{"$error":"#N/A"},{"$error":"#N/A"},{"$error":"#N/A"},{"$error":"#N/A"},{"$error":"#N/A"},{"$error":"#N/A"},{"$error":"#N/A"},{"$error":"#N/A"},{"$error":"#N/A"},{"$error":"#N/A"},{"$error":"#N/A"},{"$error":"#N/A"},{"$error":"#N/A"},{"$error":"#N/A"}]
[365,3,0,90.000002656260094,70.900000948443804,0,0,0,{"$error":"#N/A"},{"$error":"#N/A"},{"$error":"#N/A"},{"$error":"#N/A"},{"$error":"#N/A"},{"$error":"#N/A"},{"$error":"#N/A"},{"$error":"#N/A"},{"$error":"#N/A"},{"$error":"#N/A"},{"$error":"#N/A"},{"$error":"#N/A"},{"$error":"#N/A"},{"$error":"#N/A"},{"$error":"#N/A"},{"$error":"#N/A"},{"$error":"#N/A"},{"$error":"#N/A"},{"$error":"#N/A"},{"$error":"#N/A"},{"$error":"#N/A"},{"$error":"#N/A"},{"$error":"#N/A"},{"$error":"#N/A"},{"$error":"#N/A"},{"$error":"#N/A"},{"$error":"#N/A"},{"$error":"#N/A"},{"$error":"#N/A"},{"$error":"#N/A"},{"$error":"#N/A"},{"$error":"#N/A"},{"$error":"#N/A"},{"$error":"#N/A"},{"$error":"#N/A"},{"$error":"#N/A"},{"$error":"#N/A"},false,{"$error":"#N/A"},{"$error":"#N/A"},{"$error":"#N/A"},{"$error":"#N/A"},{"$error":"#N/A"},{"$error":"#N/A"},{"$error":"#N/A"},{"$error":"#N/A"},{"$error":"#N/A"},{"$error":"#N/A"},{"$error":"#N/A"},{"$error":"#N/A"},{"$error":"#N/A"},{"$error":"#N/A"},{"$error":"#N/A"},{"$error":"#N/A"}]
[365,4,0,90.000002656260094,83.800002559620395,0,0,0,{"$error":"#N/A"},{"$error":"#N/A"},{"$error":"#N/A"},{"$error":"#N/A"},{"$error":"#N/A"},{"$error":"#N/A"},{"$error":"#N/A"},{"$error":"#N/A"},{"$error":"#N/A"},{"$error":"#N/A"},{"$error":"#N/A"},{"$error":"#N/A"},{"$error":"#N/A"},{"$error":"#N/A"},{"$error":"#N/A"},{"$error":"#N/A"},{"$error":"#N/A"},{"$error":"#N/A"},{"$error":"#N/A"},{"$error":"#N/A"},{"$error":"#N/A"},{"$error":"#N/A"},{"$error":"#N/A"},{"$error":"#N/A"},{"$error":"#N/A"},{"$error":"#N/A"},{"$error":"#N/A"},{"$error":"#N/A"},{"$error":"#N/A"},{"$error":"#N/A"},{"$error":"#N/A"},{"$error":"#N/A"},{"$error":"#N/A"},{"$error":"#N/A"},{"$error":"#N/A"},{"$error":"#N/A"},{"$error":"#N/A"},false,{"$error":"#N/A"},{"$error":"#N/A"},{"$error":"#N/A"},{"$error":"#N/A"},{"$error":"#N/A"},{"$error":"#N/A"},{"$error":"#N/A"},{"$error":"#N/A"},{"$error":"#N/A"},{"$error":"#N/A"},{"$error":"#N/A"},{"$error":"#N/A"},{"$error":"#N/A"},{"$error":"#N/A"},{"$error":"#N/A"},{"$error":"#N/A"}]
[365,5,0,90.000002656260094,93.899998173382599,0,0,0,{"$error":"#N/A"},{"$error":"#N/A"},{"$error":"#N/A"},{"$error":"#N/A"},{"$error":"#N/A"},{"$error":"#N/A"},{"$error":"#N/A"},{"$error":"#N/A"},{"$error":"#N/A"},{"$error":"#N/A"},{"$error":"#N/A"},{"$error":"#N/A"},{"$error":"#N/A"},{"$error":"#N/A"},{"$error":"#N/A"},{"$error":"#N/A"},{"$error":"#N/A"},{"$error":"#N/A"},{"$error":"#N/A"},{"$error":"#N/A"},{"$error":"#N/A"},{"$error":"#N/A"},{"$error":"#N/A"},{"$error":"#N/A"},{"$error":"#N/A"},{"$error":"#N/A"},{"$error":"#N/A"},{"$error":"#N/A"},{"$error":"#N/A"},{"$error":"#N/A"},{"$error":"#N/A"},{"$error":"#N/A"},{"$error":"#N/A"},{"$error":"#N/A"},{"$error":"#N/A"},{"$error":"#N/A"},{"$error":"#N/A"},false,{"$error":"#N/A"},{"$error":"#N/A"},{"$error":"#N/A"},{"$error":"#N/A"},{"$error":"#N/A"},{"$error":"#N/A"},{"$error":"#N/A"},{"$error":"#N/A"},{"$error":"#N/A"},{"$error":"#N/A"},{"$error":"#N/A"},{"$error":"#N/A"},{"$error":"#N/A"},{"$error":"#N/A"},{"$error":"#N/A"},{"$error":"#N/A"}]
[365,6,0,90.000002656260094,103.50000208329401,0,0,0,{"$error":"#N/A"},{"$error":"#N/A"},{"$error":"#N/A"},{"$error":"#N/A"},{"$error":"#N/A"},{"$error":"#N/A"},{"$error":"#N/A"},{"$error":"#N/A"},{"$error":"#N/A"},{"$error":"#N/A"},{"$error":"#N/A"},{"$error":"#N/A"},{"$error":"#N/A"},{"$error":"#N/A"},{"$error":"#N/A"},{"$error":"#N/A"},{"$error":"#N/A"},{"$error":"#N/A"},{"$error":"#N/A"},{"$error":"#N/A"},{"$error":"#N/A"},{"$error":"#N/A"},{"$error":"#N/A"},{"$error":"#N/A"},{"$error":"#N/A"},{"$error":"#N/A"},{"$error":"#N/A"},{"$error":"#N/A"},{"$error":"#N/A"},{"$error":"#N/A"},{"$error":"#N/A"},{"$error":"#N/A"},{"$error":"#N/A"},{"$error":"#N/A"},{"$error":"#N/A"},{"$error":"#N/A"},{"$error":"#N/A"},false,{"$error":"#N/A"},{"$error":"#N/A"},{"$error":"#N/A"},{"$error":"#N/A"},{"$error":"#N/A"},{"$error":"#N/A"},{"$error":"#N/A"},{"$error":"#N/A"},{"$error":"#N/A"},{"$error":"#N/A"},{"$error":"#N/A"},{"$error":"#N/A"},{"$error":"#N/A"},{"$error":"#N/A"},{"$error":"#N/A"},{"$error":"#N/A"}]
[365,7,0,90.000002656260094,112.499998463301,0,0,0,{"$error":"#N/A"},{"$error":"#N/A"},{"$error":"#N/A"},{"$error":"#N/A"},{"$error":"#N/A"},{"$error":"#N/A"},{"$error":"#N/A"},{"$error":"#N/A"},{"$error":"#N/A"},{"$error":"#N/A"},{"$error":"#N/A"},{"$error":"#N/A"},{"$error":"#N/A"},{"$error":"#N/A"},{"$error":"#N/A"},{"$error":"#N/A"},{"$error":"#N/A"},{"$error":"#N/A"},{"$error":"#N/A"},{"$error":"#N/A"},{"$error":"#N/A"},{"$error":"#N/A"},{"$error":"#N/A"},{"$error":"#N/A"},{"$error":"#N/A"},{"$error":"#N/A"},{"$error":"#N/A"},{"$error":"#N/A"},{"$error":"#N/A"},{"$error":"#N/A"},{"$error":"#N/A"},{"$error":"#N/A"},{"$error":"#N/A"},{"$error":"#N/A"},{"$error":"#N/A"},{"$error":"#N/A"},{"$error":"#N/A"},false,{"$error":"#N/A"},{"$error":"#N/A"},{"$error":"#N/A"},{"$error":"#N/A"},{"$error":"#N/A"},{"$error":"#N/A"},{"$error":"#N/A"},{"$error":"#N/A"},{"$error":"#N/A"},{"$error":"#N/A"},{"$error":"#N/A"},{"$error":"#N/A"},{"$error":"#N/A"},{"$error":"#N/A"},{"$error":"#N/A"},{"$error":"#N/A"}]
[365,8,0,90.000002656260094,121.899999863245,3,3,0,1,{"$error":"#N/A"},{"$error":"#N/A"},{"$error":"#N/A"},{"$error":"#N/A"},{"$error":"#N/A"},{"$error":"#N/A"},{"$error":"#N/A"},{"$error":"#N/A"},{"$error":"#N/A"},{"$error":"#N/A"},{"$error":"#N/A"},{"$error":"#N/A"},{"$error":"#N/A"},{"$error":"#N/A"},{"$error":"#N/A"},{"$error":"#N/A"},{"$error":"#N/A"},{"$error":"#N/A"},{"$error":"#N/A"},{"$error":"#N/A"},{"$error":"#N/A"},{"$error":"#N/A"},{"$error":"#N/A"},{"$error":"#N/A"},{"$error":"#N/A"},{"$error":"#N/A"},{"$error":"#N/A"},{"$error":"#N/A"},{"$error":"#N/A"},{"$error":"#N/A"},{"$error":"#N/A"},{"$error":"#N/A"},{"$error":"#N/A"},{"$error":"#N/A"},{"$error":"#N/A"},{"$error":"#N/A"},false,{"$error":"#N/A"},{"$error":"#N/A"},{"$error":"#N/A"},{"$error":"#N/A"},{"$error":"#N/A"},{"$error":"#N/A"},{"$error":"#N/A"},{"$error":"#N/A"},{"$error":"#N/A"},{"$error":"#N/A"},{"$error":"#N/A"},{"$error":"#N/A"},{"$error":"#N/A"},{"$error":"#N/A"},{"$error":"#N/A"},{"$error":"#N/A"}]
[365,9,0,81.099997817190101,132.600012720959,116,41,484.77672999999999,0.35344827000000001,4.8929992675781397,984.35850000000005,1050.6489999999999,1040.5378000000001,8.0038999999999996E-3,2.307E-4,4.9209838867187701,955.0104,1019.2401,1010.2406999999999,8.0088999999999994E-3,0,4.8760009765625201,990.62379999999996,1057.3887,1047.0137999999999,8.0073999999999996E-3,2.7530000000000002E-4,4.8950134277343897,977.59889999999996,1043.4255000000001,1033.7698,8.0052000000000005E-3,1.773E-4,4.9009948730468897,982.91269999999997,1049.0764999999999,1038.7825,8.0062999999999992E-3,2.1699999999999999E-4,4.8739868164062701,975.65769999999998,1041.4226000000001,1031.6201000000001,8.0006000000000001E-3,1.6689999999999999E-4,true,0.9623765881850006,41.636726546906189,22.075848303393215,55.273547659334476,16.200508536142401,75.3,35.693974859124403,0.88295191682509711,2.8349822227146135,31.929824561404523,28.070175438598522,2.7482136611189922E-2,4.3709568648997443E-2,3.0730660105900465,3.0815997133550677,2.9989981595475332]
[365,10,0,73.6000008338507,144.600007894302,244,51,683.56949999999995,0.20901639999999999,12.443994140625,2574.4229,2681.3422999999998,2669.7914999999998,1.9888699999999999E-2,4.9430000000000003E-4,12.5100036621093,2508.8051999999998,2612.5421999999999,2602.0893999999998,1.9881800000000002E-2,0,12.4290100097656,2581.5587999999998,2688.8919999999998,2677.4688000000001,1.98955E-2,5.4199999999999995E-4,12.4500061035156,2554.8670000000002,2660.9497000000001,2650.5983999999999,1.9865500000000001E-2,3.679E-4,12.4710021972656,2560.1532999999999,2666.2694999999999,2654.3252000000002,1.9866200000000001E-2,4.0779999999999999E-4,12.4399963378906,2551.4094,2657.4337999999998,2646.9978000000001,1.9848500000000002E-2,3.5879999999999999E-4,true,0.43078423817801936,57.387755102040792,21.857142857142858,47.32264202228864,8.8007380073800601,75.3,41.236091442443858,0.40010071416262766,1.2652686020751145,46.553672316384841,29.604519774011663,0.15101557977397206,3.4178583096688975E-2,2.6154960137997261,2.6334541122436197,2.6018360476008233]
[365,11,0,68.200001063037007,157.800008413407,327,75,678.57245,0.2293578,14.4379821777343,2332.98,2414.8220000000001,2399.4726999999998,1.7727400000000001E-2,8.1280000000000002E-4,14.5509887695312,2225.6545000000001,2302.9589999999998,2290.8861999999999,1.77211E-2,0,14.4099975585937,2343.8062,2426.2220000000002,2411.8723,1.7730900000000001E-2,8.9159999999999999E-4,14.4489990234375,2314.9065000000001,2396.0396000000001,2382.3380999999999,1.7703900000000002E-2,6.9839999999999995E-4,14.4599853515625,2328.2705000000001,2409.7822000000001,2394.5210000000002,1.77269E-2,7.7749999999999998E-4,14.2849975585937,2296.1338000000001,2377.8739999999998,2365.8809000000001,1.76575E-2,6.0139999999999998E-4,true,0.63562863018476357,36.479273140261213,25.508233957978423,27.66323024054984,8.8380439659039851,75.3,22.810285433070867,0.52422991464459057,2.5410364983488134,30.57636887608076,26.68587896253624,0.15250876925423373,1.9739550727826405E-2,4.8221994923291067,4.8573595969359546,4.7399342664860384]
[365,12,0,65.300003524685295,172.59999987011801,393,67,780.15246999999999,0.17048346,15.9829956054687,2195.3218000000002,2261.1972999999998,2242.9650000000001,1.6272100000000001E-2,1.2172000000000001E-3,16.144006347656202,2036.6371999999999,2096.7705000000001,2080.6936000000001,1.6278000000000001E-2,0,15.9370056152343,2213.9430000000002,2280.7031000000002,2261.2739999999999,1.6279700000000001E-2,1.3518E-3,15.9819885253906,2181.2750000000001,2246.7305000000001,2230.0529999999999,1.62734E-2,1.1088000000000001E-3,16.012994384765602,2199.7642000000001,2265.5405000000001,2247.7305000000001,1.62858E-2,1.2377E-3,15.735009765625,2146.3854999999999,2212.5654,2195.63,1.6261399999999999E-2,8.541E-4,true,0.80631177120190567,32.974452554744524,26.639728884254431,21.915584415584412,9.9570942447107509,75.3,14.368468616496878,0.76674581219070104,0.56850224033409558,27.500000000000714,24.918032786885735,3.8713483353203237E-2,4.6683906951605625E-2,7.7915006168010823,7.8419073522829379,7.7989089791980941]
[365,13,0,65.300003524685295,187.399991326828,387,70,758.61455999999998,0.18087855,16.839990234375001,2157.0722999999998,2215.6921000000002,2196.8013000000001,1.6005700000000001E-2,1.1915000000000001E-3,16.997003173828102,2002.6514999999999,2056.1577000000002,2041.1229000000001,1.60187E-2,0,16.809014892578102,2175.2624999999998,2234.5884000000001,2214.4265,1.6014799999999999E-2,1.3212E-3,16.838006591796798,2144.0349999999999,2202.3108000000002,2184.9294,1.6012200000000001E-2,1.0855999999999999E-3,16.852990722656202,2162.1093999999998,2220.7658999999999,2204.6235000000001,1.60158E-2,1.2199999999999999E-3,16.610009765625001,2109.2505000000001,2168.2283000000002,2150.1273999999999,1.59896E-2,8.4259999999999999E-4,true,0.85259138668229772,32.681505034446211,26.43879173290938,21.702284450994846,9.816833181955797,75.3,14.433235417540915,0.73120850604018017,1.7519476919669525,29.618320610686649,28.625954198473526,1.6237618815639898E-2,5.6822439243686684E-2,7.7108173838533505,7.7588601302322289,7.6270958500343129]
[365,14,0,68.200001063037007,202.19998278353901,335,67,721.65643,0.2,17.795007324218702,2413.9385000000002,2471.7656000000002,2456.2235999999998,1.8348699999999999E-2,8.0909999999999999E-4,17.919000244140602,2307.2116999999998,2361.6012999999998,2348.1587,1.8343499999999999E-2,0,17.775994873046798,2426.6025,2484.8804,2469.8883999999998,1.8369400000000001E-2,8.8500000000000004E-4,17.807000732421798,2394.402,2451.6835999999998,2437.7570000000001,1.83216E-2,6.8740000000000001E-4,17.809991455078102,2408.9827,2466.5727999999999,2453.5383000000002,1.8353000000000001E-2,7.6690000000000005E-4,17.654992675781202,2376.6736000000001,2434.7422000000001,2421.7611999999999,1.8281799000000001E-2,5.9159999999999996E-4,true,0.62878130515289843,36.737022247575581,25.464917284654874,28.745999418097192,8.5762711864406871,75.3,23.67791373130639,0.56921547256939009,1.4103946452457496,32.303338436257881,25.589949579359711,0.26089424504409653,0.11268740405240285,4.6257913827326886,4.6648136584274562,4.6021122848298051]
[365,15,0,73.6000008338507,215.39999301669101,231,65,587.94060000000002,0.28138527000000002,16.775994873046798,2339.7202000000002,2403.7109999999998,2394.3247000000001,1.8087200000000001E-2,5.0429999999999995E-4,16.865014648437501,2272.5544,2334.0819999999999,2324.5149999999999,1.8079100000000001E-2,0,16.766015625000001,2347.1592000000001,2411.4072000000001,2401.692,1.80955E-2,5.5270000000000004E-4,16.796014404296798,2322.6073999999999,2385.9845999999998,2377.4836,1.8064899999999998E-2,3.9609999999999998E-4,16.800012207031202,2329.6633000000002,2393.1875,2384.1475,1.8068600000000001E-2,4.4640000000000001E-4,16.756005859375001,2319.3542000000002,2382.9450000000002,2374.2485000000001,1.8045700000000001E-2,3.9050000000000001E-4,true,0.39049203502416324,49.016100178890873,21.001788908765647,39.535470840696817,8.7570110367288017,75.3,36.865952805869526,0.40988277189918809,-0.71485799050570009,41.746724890829981,28.384279475981472,0.16938925762115531,4.5867757177198154E-2,2.9555200086739495,2.9831428373124811,3.0031942147071651]
[365,16,0,81.099997817190101,227.39998819003401,109,44,420.13983000000002,0.40366971000000001,10.5089965820312,892.59559999999999,936.11030000000005,927.24450000000002,7.3047996999999996E-3,2.2369999999999999E-4,10.5360046386718,863.25239999999997,905.2577,898.09460000000001,7.3022E-3,0,10.49599609375,897.7704,941.57809999999995,933.60490000000004,7.3046999999999999E-3,2.6350000000000001E-4,10.5110107421875,886.13256999999999,929.3288,921.97704999999996,7.3020000000000003E-3,1.7650000000000001E-4,10.5089965820312,891.85599999999999,935.3365,927.69539999999995,7.3016000000000001E-3,2.2100000000000001E-4,10.4930053710937,884.43566999999996,927.60270000000003,919.62036000000001,7.2982999999999998E-3,1.673E-4,true,0.94708924792303173,37.914338919925513,21.71322160148976,49.291784702549577,15.10436432637572,75.3,33.654446580241398,0.791277445085525,5.2437599951659752,39.393939393937792,31.212121212121769,3.6976170912073059E-2,-1.3648746697292324E-3,3.3991449082562673,3.4081565945255203,3.2457493898749643]
[365,17,0,90.000002656260094,238.10001076179501,2,2,0,1,{"$error":"#N/A"},{"$error":"#N/A"},{"$error":"#N/A"},{"$error":"#N/A"},{"$error":"#N/A"},{"$error":"#N/A"},{"$error":"#N/A"},{"$error":"#N/A"},{"$error":"#N/A"},{"$error":"#N/A"},{"$error":"#N/A"},{"$error":"#N/A"},{"$error":"#N/A"},{"$error":"#N/A"},{"$error":"#N/A"},{"$error":"#N/A"},{"$error":"#N/A"},{"$error":"#N/A"},{"$error":"#N/A"},{"$error":"#N/A"},{"$error":"#N/A"},{"$error":"#N/A"},{"$error":"#N/A"},{"$error":"#N/A"},{"$error":"#N/A"},{"$error":"#N/A"},{"$error":"#N/A"},{"$error":"#N/A"},{"$error":"#N/A"},{"$error":"#N/A"},{"$error":"#N/A"},{"$error":"#N/A"},{"$error":"#N/A"},{"$error":"#N/A"},{"$error":"#N/A"},{"$error":"#N/A"},false,{"$error":"#N/A"},{"$error":"#N/A"},{"$error":"#N/A"},{"$error":"#N/A"},{"$error":"#N/A"},{"$error":"#N/A"},{"$error":"#N/A"},{"$error":"#N/A"},{"$error":"#N/A"},{"$error":"#N/A"},{"$error":"#N/A"},{"$error":"#N/A"},{"$error":"#N/A"},{"$error":"#N/A"},{"$error":"#N/A"},{"$error":"#N/A"}]
[365,18,0,90.000002656260094,247.49998301959801,0,0,0,{"$error":"#N/A"},{"$error":"#N/A"},{"$error":"#N/A"},{"$error":"#N/A"},{"$error":"#N/A"},{"$error":"#N/A"},{"$error":"#N/A"},{"$error":"#N/A"},{"$error":"#N/A"},{"$error":"#N/A"},{"$error":"#N/A"},{"$error":"#N/A"},{"$error":"#N/A"},{"$error":"#N/A"},{"$error":"#N/A"},{"$error":"#N/A"},{"$error":"#N/A"},{"$error":"#N/A"},{"$error":"#N/A"},{"$error":"#N/A"},{"$error":"#N/A"},{"$error":"#N/A"},{"$error":"#N/A"},{"$error":"#N/A"},{"$error":"#N/A"},{"$error":"#N/A"},{"$error":"#N/A"},{"$error":"#N/A"},{"$error":"#N/A"},{"$error":"#N/A"},{"$error":"#N/A"},{"$error":"#N/A"},{"$error":"#N/A"},{"$error":"#N/A"},{"$error":"#N/A"},{"$error":"#N/A"},{"$error":"#N/A"},false,{"$error":"#N/A"},{"$error":"#N/A"},{"$error":"#N/A"},{"$error":"#N/A"},{"$error":"#N/A"},{"$error":"#N/A"},{"$error":"#N/A"},{"$error":"#N/A"},{"$error":"#N/A"},{"$error":"#N/A"},{"$error":"#N/A"},{"$error":"#N/A"},{"$error":"#N/A"},{"$error":"#N/A"},{"$error":"#N/A"},{"$error":"#N/A"}]
[365,19,0,90.000002656260094,256.49998911365202,0,0,0,{"$error":"#N/A"},{"$error":"#N/A"},{"$error":"#N/A"},{"$error":"#N/A"},{"$error":"#N/A"},{"$error":"#N/A"},{"$error":"#N/A"},{"$error":"#N/A"},{"$error":"#N/A"},{"$error":"#N/A"},{"$error":"#N/A"},{"$error":"#N/A"},{"$error":"#N/A"},{"$error":"#N/A"},{"$error":"#N/A"},{"$error":"#N/A"},{"$error":"#N/A"},{"$error":"#N/A"},{"$error":"#N/A"},{"$error":"#N/A"},{"$error":"#N/A"},{"$error":"#N/A"},{"$error":"#N/A"},{"$error":"#N/A"},{"$error":"#N/A"},{"$error":"#N/A"},{"$error":"#N/A"},{"$error":"#N/A"},{"$error":"#N/A"},{"$error":"#N/A"},{"$error":"#N/A"},{"$error":"#N/A"},{"$error":"#N/A"},{"$error":"#N/A"},{"$error":"#N/A"},{"$error":"#N/A"},{"$error":"#N/A"},false,{"$error":"#N/A"},{"$error":"#N/A"},{"$error":"#N/A"},{"$error":"#N/A"},{"$error":"#N/A"},{"$error":"#N/A"},{"$error":"#N/A"},{"$error":"#N/A"},{"$error":"#N/A"},{"$error":"#N/A"},{"$error":"#N/A"},{"$error":"#N/A"},{"$error":"#N/A"},{"$error":"#N/A"},{"$error":"#N/A"},{"$error":"#N/A"}]
[365,20,0,90.000002656260094,266.10001245165802,0,0,0,{"$error":"#N/A"},{"$error":"#N/A"},{"$error":"#N/A"},{"$error":"#N/A"},{"$error":"#N/A"},{"$error":"#N/A"},{"$error":"#N/A"},{"$error":"#N/A"},{"$error":"#N/A"},{"$error":"#N/A"},{"$error":"#N/A"},{"$error":"#N/A"},{"$error":"#N/A"},{"$error":"#N/A"},{"$error":"#N/A"},{"$error":"#N/A"},{"$error":"#N/A"},{"$error":"#N/A"},{"$error":"#N/A"},{"$error":"#N/A"},{"$error":"#N/A"},{"$error":"#N/A"},{"$error":"#N/A"},{"$error":"#N/A"},{"$error":"#N/A"},{"$error":"#N/A"},{"$error":"#N/A"},{"$error":"#N/A"},{"$error":"#N/A"},{"$error":"#N/A"},{"$error":"#N/A"},{"$error":"#N/A"},{"$error":"#N/A"},{"$error":"#N/A"},{"$error":"#N/A"},{"$error":"#N/A"},{"$error":"#N/A"},false,{"$error":"#N/A"},{"$error":"#N/A"},{"$error":"#N/A"},{"$error":"#N/A"},{"$error":"#N/A"},{"$error":"#N/A"},{"$error":"#N/A"},{"$error":"#N/A"},{"$error":"#N/A"},{"$error":"#N/A"},{"$error":"#N/A"},{"$error":"#N/A"},{"$error":"#N/A"},{"$error":"#N/A"},{"$error":"#N/A"},{"$error":"#N/A"}]
[365,21,0,90.000002656260094,276.20001777946698,0,0,0,{"$error":"#N/A"},{"$error":"#N/A"},{"$error":"#N/A"},{"$error":"#N/A"},{"$error":"#N/A"},{"$error":"#N/A"},{"$error":"#N/A"},{"$error":"#N/A"},{"$error":"#N/A"},{"$error":"#N/A"},{"$error":"#N/A"},{"$error":"#N/A"},{"$error":"#N/A"},{"$error":"#N/A"},{"$error":"#N/A"},{"$error":"#N/A"},{"$error":"#N/A"},{"$error":"#N/A"},{"$error":"#N/A"},{"$error":"#N/A"},{"$error":"#N/A"},{"$error":"#N/A"},{"$error":"#N/A"},{"$error":"#N/A"},{"$error":"#N/A"},{"$error":"#N/A"},{"$error":"#N/A"},{"$error":"#N/A"},{"$error":"#N/A"},{"$error":"#N/A"},{"$error":"#N/A"},{"$error":"#N/A"},{"$error":"#N/A"},{"$error":"#N/A"},{"$error":"#N/A"},{"$error":"#N/A"},{"$error":"#N/A"},false,{"$error":"#N/A"},{"$error":"#N/A"},{"$error":"#N/A"},{"$error":"#N/A"},{"$error":"#N/A"},{"$error":"#N/A"},{"$error":"#N/A"},{"$error":"#N/A"},{"$error":"#N/A"},{"$error":"#N/A"},{"$error":"#N/A"},{"$error":"#N/A"},{"$error":"#N/A"},{"$error":"#N/A"},{"$error":"#N/A"},{"$error":"#N/A"}]
[365,22,0,90.000002656260094,289.09999996254902,0,0,0,{"$error":"#N/A"},{"$error":"#N/A"},{"$error":"#N/A"},{"$error":"#N/A"},{"$error":"#N/A"},{"$error":"#N/A"},{"$error":"#N/A"},{"$error":"#N/A"},{"$error":"#N/A"},{"$error":"#N/A"},{"$error":"#N/A"},{"$error":"#N/A"},{"$error":"#N/A"},{"$error":"#N/A"},{"$error":"#N/A"},{"$error":"#N/A"},{"$error":"#N/A"},{"$error":"#N/A"},{"$error":"#N/A"},{"$error":"#N/A"},{"$error":"#N/A"},{"$error":"#N/A"},{"$error":"#N/A"},{"$error":"#N/A"},{"$error":"#N/A"},{"$error":"#N/A"},{"$error":"#N/A"},{"$error":"#N/A"},{"$error":"#N/A"},{"$error":"#N/A"},{"$error":"#N/A"},{"$error":"#N/A"},{"$error":"#N/A"},{"$error":"#N/A"},{"$error":"#N/A"},{"$error":"#N/A"},{"$error":"#N/A"},false,{"$error":"#N/A"},{"$error":"#N/A"},{"$error":"#N/A"},{"$error":"#N/A"},{"$error":"#N/A"},{"$error":"#N/A"},{"$error":"#N/A"},{"$error":"#N/A"},{"$error":"#N/A"},{"$error":"#N/A"},{"$error":"#N/A"},{"$error":"#N/A"},{"$error":"#N/A"},{"$error":"#N/A"},{"$error":"#N/A"},{"$error":"#N/A"}]
[365,23,0,90.000002656260094,307.4999977425,0,0,0,{"$error":"#N/A"},{"$error":"#N/A"},{"$error":"#N/A"},{"$error":"#N/A"},{"$error":"#N/A"},{"$error":"#N/A"},{"$error":"#N/A"},{"$error":"#N/A"},{"$error":"#N/A"},{"$error":"#N/A"},{"$error":"#N/A"},{"$error":"#N/A"},{"$error":"#N/A"},{"$error":"#N/A"},{"$error":"#N/A"},{"$error":"#N/A"},{"$error":"#N/A"},{"$error":"#N/A"},{"$error":"#N/A"},{"$error":"#N/A"},{"$error":"#N/A"},{"$error":"#N/A"},{"$error":"#N/A"},{"$error":"#N/A"},{"$error":"#N/A"},{"$error":"#N/A"},{"$error":"#N/A"},{"$error":"#N/A"},{"$error":"#N/A"},{"$error":"#N/A"},{"$error":"#N/A"},{"$error":"#N/A"},{"$error":"#N/A"},{"$error":"#N/A"},{"$error":"#N/A"},{"$error":"#N/A"},{"$error":"#N/A"},false,{"$error":"#N/A"},{"$error":"#N/A"},{"$error":"#N/A"},{"$error":"#N/A"},{"$error":"#N/A"},{"$error":"#N/A"},{"$error":"#N/A"},{"$error":"#N/A"},{"$error":"#N/A"},{"$error":"#N/A"},{"$error":"#N/A"},{"$error":"#N/A"},{"$error":"#N/A"},{"$error":"#N/A"},{"$error":"#N/A"},{"$error":"#N/A"}]
[null,null,null,null,null,null,null,null,null,null,null,null,null,null,null,null,null,null,null,null,null,null,null,null,null,null,null,null,null,null,null,null,null,null,null,null,null,null,null,null,null,null,null,null,null,false,{"$error":"#N/A"},{"$error":"#N/A"},{"$error":"#N/A"},{"$error":"#N/A"},{"$error":"#N/A"},{"$error":"#N/A"},{"$error":"#DIV/0!"},{"$error":"#N/A"},{"$error":"#N/A"},{"$error":"#N/A"},{"$error":"#N/A"},{"$error":"#N/A"},{"$error":"#N/A"},{"$error":"#N/A"},{"$error":"#N/A"},{"$error":"#N/A"}]
[null,null,null,null,null,null,null,null,null,null,null,null,null,null,null,null,null,null,null,null,null,null,null,null,null,null,null,null,null,null,null,null,null,null,null,null,null,null,null,null,null,null,null,null,null,false,{"$error":"#N/A"},{"$error":"#N/A"},{"$error":"#N/A"},{"$error":"#N/A"},{"$error":"#N/A"},{"$error":"#N/A"},{"$error":"#DIV/0!"},{"$error":"#N/A"},{"$error":"#N/A"},{"$error":"#N/A"},{"$error":"#N/A"},{"$error":"#N/A"},{"$error":"#N/A"},{"$error":"#N/A"},{"$error":"#N/A"},{"$error":"#N/A"}]
[null,null,null,null,null,null,null,null,null,null,null,null,null,null,null,null,null,null,null,null,null,null,null,null,null,null,null,null,null,null,null,null,null,null,null,null,null,null,null,null,null,null,null,null,null,false,{"$error":"#N/A"},{"$error":"#N/A"},{"$error":"#N/A"},{"$error":"#N/A"},{"$error":"#N/A"},{"$error":"#N/A"},{"$error":"#DIV/0!"},{"$error":"#N/A"},{"$error":"#N/A"},{"$error":"#N/A"},{"$error":"#N/A"},{"$error":"#N/A"},{"$error":"#N/A"},{"$error":"#N/A"},{"$error":"#N/A"},{"$error":"#N/A"}]
[null,null,null,null,null,null,null,null,null,null,null,null,null,null,null,null,null,null,null,null,null,null,null,null,null,null,null,null,null,null,null,null,null,null,null,null,null,null,null,null,null,null,null,null,null,false,{"$error":"#N/A"},{"$error":"#N/A"},{"$error":"#N/A"},{"$error":"#N/A"},{"$error":"#N/A"},{"$error":"#N/A"},{"$error":"#DIV/0!"},{"$error":"#N/A"},{"$error":"#N/A"},{"$error":"#N/A"},{"$error":"#N/A"},{"$error":"#N/A"},{"$error":"#N/A"},{"$error":"#N/A"},{"$error":"#N/A"},{"$error":"#N/A"}]
[null,null,null,null,null,null,null,null,null,null,null,null,null,null,null,null,null,null,null,null,null,null,null,null,null,null,null,null,null,null,null,null,null,null,null,null,null,null,null,null,null,null,null,null,null,false,{"$error":"#N/A"},{"$error":"#N/A"},{"$error":"#N/A"},{"$error":"#N/A"},{"$error":"#N/A"},{"$error":"#N/A"},{"$error":"#DIV/0!"},{"$error":"#N/A"},{"$error":"#N/A"},{"$error":"#N/A"},{"$error":"#N/A"},{"$error":"#N/A"},{"$error":"#N/A"},{"$error":"#N/A"},{"$error":"#N/A"},{"$error":"#N/A"}]
[null,null,null,null,null,null,null,null,null,null,null,null,null,null,null,null,null,null,null,null,null,null,null,null,null,null,null,null,null,null,null,null,null,null,null,null,null,null,null,null,null,null,null,null,null,false,{"$error":"#N/A"},{"$error":"#N/A"},{"$error":"#N/A"},{"$error":"#N/A"},{"$error":"#N/A"},{"$error":"#N/A"},{"$error":"#DIV/0!"},{"$error":"#N/A"},{"$error":"#N/A"},{"$error":"#N/A"},{"$error":"#N/A"},{"$error":"#N/A"},{"$error":"#N/A"},{"$error":"#N/A"},{"$error":"#N/A"},{"$error":"#N/A"}]
[null,null,null,null,null,null,null,null,null,null,null,null,null,null,null,null,null,null,null,null,null,null,null,null,null,null,null,null,null,null,null,null,null,null,null,null,null,null,null,null,null,null,null,null,null,false,{"$error":"#N/A"},{"$error":"#N/A"},{"$error":"#N/A"},{"$error":"#N/A"},{"$error":"#N/A"},{"$error":"#N/A"},{"$error":"#DIV/0!"},{"$error":"#N/A"},{"$error":"#N/A"},{"$error":"#N/A"},{"$error":"#N/A"},{"$error":"#N/A"},{"$error":"#N/A"},{"$error":"#N/A"},{"$error":"#N/A"},{"$error":"#N/A"}]
[null,null,null,null,null,null,null,null,null,null,null,null,null,null,null,null,null,null,null,null,null,null,null,null,null,null,null,null,null,null,null,null,null,null,null,null,null,null,null,null,null,null,null,null,null,false,{"$error":"#N/A"},{"$error":"#N/A"},{"$error":"#N/A"},{"$error":"#N/A"},{"$error":"#N/A"},{"$error":"#N/A"},{"$error":"#DIV/0!"},{"$error":"#N/A"},{"$error":"#N/A"},{"$error":"#N/A"},{"$error":"#N/A"},{"$error":"#N/A"},{"$error":"#N/A"},{"$error":"#N/A"},{"$error":"#N/A"},{"$error":"#N/A"}]
[null,null,null,null,null,null,null,null,null,null,null,null,null,null,null,null,null,null,null,null,null,null,null,null,null,null,null,null,null,null,null,null,null,null,null,null,null,null,null,null,null,null,null,null,null,false,{"$error":"#N/A"},{"$error":"#N/A"},{"$error":"#N/A"},{"$error":"#N/A"},{"$error":"#N/A"},{"$error":"#N/A"},{"$error":"#DIV/0!"},{"$error":"#N/A"},{"$error":"#N/A"},{"$error":"#N/A"},{"$error":"#N/A"},{"$error":"#N/A"},{"$error":"#N/A"},{"$error":"#N/A"},{"$error":"#N/A"},{"$error":"#N/A"}]
[null,null,null,null,null,null,null,null,null,null,null,null,null,null,null,null,null,null,null,null,null,null,null,null,null,null,null,null,null,null,null,null,null,null,null,null,null,null,null,null,null,null,null,null,null,false,{"$error":"#N/A"},{"$error":"#N/A"},{"$error":"#N/A"},{"$error":"#N/A"},{"$error":"#N/A"},{"$error":"#N/A"},{"$error":"#DIV/0!"},{"$error":"#N/A"},{"$error":"#N/A"},{"$error":"#N/A"},{"$error":"#N/A"},{"$error":"#N/A"},{"$error":"#N/A"},{"$error":"#N/A"},{"$error":"#N/A"},{"$error":"#N/A"}]
[null,null,null,null,null,null,null,null,null,null,null,null,null,null,null,null,null,null,null,null,null,null,null,null,null,null,null,null,null,null,null,null,null,null,null,null,null,null,null,null,null,null,null,null,null,{"$f":"IF(ISNUMBER(O8775),IF(O8775>0,TRUE,FALSE),FALSE)","v":false},{"$f":" 100 * IF(AT8775,(L8775-M8775)/L8775,NA())","v":{"$error":"#N/A"}},{"$f":" 100 * IF(AT8775, $AS$4 + (AA8775 - AS8775) * ($AM$4 - $AS$4) /(AM8775 - AS8775),NA())","v":{"$error":"#N/A"}},{"$f":" 100 * (IF(AT8775, $AS$4 + (AG8775 - AS8775) * ($AM$4 - $AS$4) /(AM8775 - AS8775),NA()) )","v":{"$error":"#N/A"}},{"$f":" 100 * (IF(AT8775,AA8775/AG8775-1,NA()))","v":{"$error":"#N/A"}},{"$f":" 100 * (IF(AT8775,1-O8775/AA8775,NA()))","v":{"$error":"#N/A"}},{"$f":"IF(AT8775,$AZ$5,NA())","v":{"$error":"#N/A"}},{"$error":"#DIV/0!"},{"$f":" 100 * IF(AT8775,(R8775-S8775)/R8775,NA())","v":{"$error":"#N/A"}},{"$f":"(AU8775-BB8775)*BA8775","v":{"$error":"#N/A"}},{"$error":"#N/A"},{"$error":"#N/A"},{"$error":"#N/A"},{"$error":"#N/A"},{"$f":"100 * IF(AT8775,(K8775-Q8775)/Q8775,NA())","v":{"$error":"#N/A"}},{"$error":"#N/A"},{"$error":"#N/A"}]
[null,null,null,null,null,null,null,null,null,null,null,null,null,null,null,null,null,null,null,null,null,null,null,null,null,null,null,null,null,null,null,null,null,null,null,null,null,null,null,null,null,null,null,null,null,false,{"$f":" 100 * IF(AT8776,(L8776-M8776)/L8776,NA())","v":{"$error":"#N/A"}},{"$error":"#N/A"},{"$error":"#N/A"},{"$error":"#N/A"},{"$error":"#N/A"},{"$error":"#N/A"},{"$f":" IF($AZ$2, 1, AZ8776/100) * (1 + N8776/O8776)","v":{"$error":"#DIV/0!"}},{"$error":"#N/A"},{"$error":"#N/A"},{"$f":" 100 * (IF(AT8776, $AS$4 + (Z8776 - AR8776) * ($AM$4 - $AS$4) /(AL8776 - AR8776),NA()))","v":{"$error":"#N/A"}},{"$f":" 100 * (IF(AT8776, $AS$4 + (AF8776 - AR8776) * ($AM$4 - $AS$4) /(AL8776 - AR8776),NA()))","v":{"$error":"#N/A"}},{"$f":" 100 * (IF(AT8776,Z8776/AF8776-1,NA()))","v":{"$error":"#N/A"}},{"$f":" 100 * (IF(AT8776,1-N8776/Z8776,NA()))","v":{"$error":"#N/A"}},{"$error":"#N/A"},{"$error":"#N/A"},{"$error":"#N/A"}]
[null,null,null,null,null,null,null,null,null,null,null,null,null,null,null,null,null,null,null,null,null,null,null,null,null,null,null,null,null,null,null,null,null,null,null,null,null,null,null,null,null,null,null,null,null,false,{"$error":"#N/A"},{"$error":"#N/A"},{"$error":"#N/A"},{"$error":"#N/A"},{"$error":"#N/A"},{"$error":"#N/A"},{"$error":"#DIV/0!"},{"$error":"#N/A"},{"$error":"#N/A"},{"$error":"#N/A"},{"$error":"#N/A"},{"$error":"#N/A"},{"$error":"#N/A"},{"$error":"#N/A"},{"$error":"#N/A"},{"$error":"#N/A"}]
[null,null,null,null,null,null,null,null,null,null,null,null,null,null,null,null,null,null,null,null,null,null,null,null,null,null,null,null,null,null,null,null,null,null,null,null,null,null,null,null,null,null,null,null,null,false,{"$error":"#N/A"},{"$error":"#N/A"},{"$error":"#N/A"},{"$error":"#N/A"},{"$error":"#N/A"},{"$error":"#N/A"},{"$error":"#DIV/0!"},{"$error":"#N/A"},{"$error":"#N/A"},{"$error":"#N/A"},{"$error":"#N/A"},{"$error":"#N/A"},{"$error":"#N/A"},{"$error":"#N/A"},{"$error":"#N/A"},{"$error":"#N/A"}]
[null,null,null,null,null,null,null,null,null,null,null,null,null,null,null,null,null,null,null,null,null,null,null,null,null,null,null,null,null,null,null,null,null,null,null,null,null,null,null,null,null,null,null,null,null,false,{"$error":"#N/A"},{"$error":"#N/A"},{"$error":"#N/A"},{"$error":"#N/A"},{"$error":"#N/A"},{"$error":"#N/A"},{"$error":"#DIV/0!"},{"$error":"#N/A"},{"$error":"#N/A"},{"$error":"#N/A"},{"$error":"#N/A"},{"$error":"#N/A"},{"$error":"#N/A"},{"$error":"#N/A"},{"$error":"#N/A"},{"$error":"#N/A"}]
[null,null,null,null,null,null,null,null,null,null,null,null,null,null,null,null,null,null,null,null,null,null,null,null,null,null,null,null,null,null,null,null,null,null,null,null,null,null,null,null,null,null,null,null,null,false,{"$error":"#N/A"},{"$error":"#N/A"},{"$error":"#N/A"},{"$error":"#N/A"},{"$error":"#N/A"},{"$error":"#N/A"},{"$error":"#DIV/0!"},{"$error":"#N/A"},{"$error":"#N/A"},{"$error":"#N/A"},{"$error":"#N/A"},{"$error":"#N/A"},{"$error":"#N/A"},{"$error":"#N/A"},{"$error":"#N/A"},{"$error":"#N/A"}]
[null,null,null,null,null,null,null,null,null,null,null,null,null,null,null,null,null,null,null,null,null,null,null,null,null,null,null,null,null,null,null,null,null,null,null,null,null,null,null,null,null,null,null,null,null,false,{"$error":"#N/A"},{"$error":"#N/A"},{"$error":"#N/A"},{"$error":"#N/A"},{"$error":"#N/A"},{"$error":"#N/A"},{"$error":"#DIV/0!"},{"$error":"#N/A"},{"$error":"#N/A"},{"$error":"#N/A"},{"$error":"#N/A"},{"$error":"#N/A"},{"$error":"#N/A"},{"$error":"#N/A"},{"$error":"#N/A"},{"$error":"#N/A"}]
[null,null,null,null,null,null,null,null,null,null,null,null,null,null,null,null,null,null,null,null,null,null,null,null,null,null,null,null,null,null,null,null,null,null,null,null,null,null,null,null,null,null,null,null,null,false,{"$error":"#N/A"},{"$error":"#N/A"},{"$error":"#N/A"},{"$error":"#N/A"},{"$error":"#N/A"},{"$error":"#N/A"},{"$error":"#DIV/0!"},{"$error":"#N/A"},{"$error":"#N/A"},{"$error":"#N/A"},{"$error":"#N/A"},{"$error":"#N/A"},{"$error":"#N/A"},{"$error":"#N/A"},{"$error":"#N/A"},{"$error":"#N/A"}]
[null,null,null,null,null,null,null,null,null,null,null,null,null,null,null,null,null,null,null,null,null,null,null,null,null,null,null,null,null,null,null,null,null,null,null,null,null,null,null,null,null,null,null,null,null,false,{"$error":"#N/A"},{"$error":"#N/A"},{"$error":"#N/A"},{"$error":"#N/A"},{"$error":"#N/A"},{"$error":"#N/A"},{"$error":"#DIV/0!"},{"$error":"#N/A"},{"$error":"#N/A"},{"$error":"#N/A"},{"$error":"#N/A"},{"$error":"#N/A"},{"$error":"#N/A"},{"$error":"#N/A"},{"$error":"#N/A"},{"$error":"#N/A"}]
[null,null,null,null,null,null,null,null,null,null,null,null,null,null,null,null,null,null,null,null,null,null,null,null,null,null,null,null,null,null,null,null,null,null,null,null,null,null,null,null,null,null,null,null,null,false,{"$error":"#N/A"},{"$error":"#N/A"},{"$error":"#N/A"},{"$error":"#N/A"},{"$error":"#N/A"},{"$error":"#N/A"},{"$error":"#DIV/0!"},{"$error":"#N/A"},{"$error":"#N/A"},{"$error":"#N/A"},{"$error":"#N/A"},{"$error":"#N/A"},{"$error":"#N/A"},{"$error":"#N/A"},{"$error":"#N/A"},{"$error":"#N/A"}]
[null,null,null,null,null,null,null,null,null,null,null,null,null,null,null,null,null,null,null,null,null,null,null,null,null,null,null,null,null,null,null,null,null,null,null,null,null,null,null,null,null,null,null,null,null,false,{"$error":"#N/A"},{"$error":"#N/A"},{"$error":"#N/A"},{"$error":"#N/A"},{"$error":"#N/A"},{"$error":"#N/A"},{"$error":"#DIV/0!"},{"$error":"#N/A"},{"$error":"#N/A"},{"$error":"#N/A"},{"$error":"#N/A"},{"$error":"#N/A"},{"$error":"#N/A"},{"$error":"#N/A"},{"$error":"#N/A"},{"$error":"#N/A"}]
[null,null,null,null,null,null,null,null,null,null,null,null,null,null,null,null,null,null,null,null,null,null,null,null,null,null,null,null,null,null,null,null,null,null,null,null,null,null,null,null,null,null,null,null,null,false,{"$error":"#N/A"},{"$error":"#N/A"},{"$error":"#N/A"},{"$error":"#N/A"},{"$error":"#N/A"},{"$error":"#N/A"},{"$error":"#DIV/0!"},{"$error":"#N/A"},{"$error":"#N/A"},{"$error":"#N/A"},{"$error":"#N/A"},{"$error":"#N/A"},{"$error":"#N/A"},{"$error":"#N/A"},{"$error":"#N/A"},{"$error":"#N/A"}]
[null,null,null,null,null,null,null,null,null,null,null,null,null,null,null,null,null,null,null,null,null,null,null,null,null,null,null,null,null,null,null,null,null,null,null,null,null,null,null,null,null,null,null,null,null,false,{"$error":"#N/A"},{"$error":"#N/A"},{"$error":"#N/A"},{"$error":"#N/A"},{"$error":"#N/A"},{"$error":"#N/A"},{"$error":"#DIV/0!"},{"$error":"#N/A"},{"$error":"#N/A"},{"$error":"#N/A"},{"$error":"#N/A"},{"$error":"#N/A"},{"$error":"#N/A"},{"$error":"#N/A"},{"$error":"#N/A"},{"$error":"#N/A"}]

{"sheet":"Graphs - all data","index":2,"n_rows":1,"n_cols":12,"rows_kept":1,"cut":false,"hidden":false,"merged":[]}
[null,null,null,null,null,null,null,null,null,null,null,"Bifacial gain.  Requires simulations 1 & 2"]

{"sheet":"Graphs - daily","index":3,"n_rows":370,"n_cols":33,"rows_kept":370,"cut":false,"hidden":false,"merged":[]}
["Energy-weighted PVSyst factors by day"]
[null,"DifFraction","Simulation 1",null,null,null,"Sim 2",null,"Sim 3","Sim 4","Sim 5","Sim 6","PVSyst factors",null,null,null,null,null,null,null,{"$f":"\"Solving fMR for PVSYst\" & IF(Data!BF2,\" Version 7.4.6 or later\", \" versions prior to 7.4.6\")","v":"Solving fMR for PVSYst versions prior to 7.4.6"},null,null,"Weighted average for year"]
["Include IR",null,"Yes",null,null,null,"No",null,"Yes","Yes","Yes","Yes"]
["Albedo:",null,"Desired",null,null,null,"Desired",null,"Desired","Desired",{"$f":"Data!AM4","v":0.3},{"$f":"Data!AS4","v":0.2}]
["Day of year",null,{"$f":"Data!L6","v":"PMP - noMM (W)"},{"$f":"Data!M6","v":"PMP (W)"},{"$f":"Data!N6","v":"JF (A/cm2)"},{"$f":"Data!O6","v":"JR (A/cm2)"},{"$f":"Data!R6","v":"PMP - noMM (W)"},{"$f":"Data!S6","v":"PMP (W)"},{"$f":"Data!AA6","v":"JR (A/cm2)"},{"$f":"Data!AG6","v":"JR (A/cm2)"},{"$f":"Data!AM6","v":"JR (A/cm2)"},{"$f":"Data!AS6","v":"JR (A/cm2)"},"fM","fAT","fA","fT","fS","fB","fMR mult","fMF","fMR","gB",null,"DOY","fAT","fA","fT","fS","fB","fM","fMF","fMR","gB"]
[1,{"$f":"SUMIF(Data!$A:$A,$A6,Data!G:G)/ SUMIF(Data!$A:$A,$A6,Data!F:F)","v":0.49538866930171277},{"$f":"SUMIFS(Data!L:L,Data!$A:$A,$A6,Data!L:L,\">=\"&0)","v":8823.5361009999997},{"$f":"SUMIFS(Data!M:M,Data!$A:$A,$A6,Data!M:M,\">=\"&0)","v":8769.5284520000005},{"$f":"SUMIFS(Data!N:N,Data!$A:$A,$A6,Data!N:N,\">=\"&0)*1000","v":64.134800000000013},{"$f":"SUMIFS(Data!O:O,Data!$A:$A,$A6,Data!O:O,\">=\"&0)*1000","v":5.4688999999999997},{"$f":"SUMIFS(Data!R:R,Data!$A:$A,$A6,Data!R:R,\">=\"&0)","v":8082.5938020000003},{"$f":"SUMIFS(Data!S:S,Data!$A:$A,$A6,Data!S:S,\">=\"&0)","v":8035.4041699999998},{"$f":"SUMIFS(Data!AA:AA,Data!$A:$A,$A6,Data!AA:AA,\">=\"&0)*1000","v":5.9933000000000005},{"$f":"SUMIFS(Data!AG:AG,Data!$A:$A,$A6,Data!AG:AG,\">=\"&0)*1000","v":5.1541001100000008},{"$f":"SUMIFS(Data!AM:AM,Data!$A:$A,$A6,Data!AM:AM,\">=\"&0)*1000","v":5.6622000999999997},{"$f":"SUMIFS(Data!AS:AS,Data!$A:$A,$A6,Data!AS:AS,\">=\"&0)*1000","v":4.2187001000000004},{"$f":"100*(C6-D6)/C6","v":0.61208622463592977},{"$f":" 100* ($L$4 + (I6 - L6) * ($K$4 - $L$4) /(K6 - L6))","v":32.293729823346041},{"$f":" 100* ($L$4 + (J6 - L6) * ($K$4 - $L$4) /(K6 - L6))","v":26.480083200554215},{"$f":" 100* (I6/J6 - 1)","v":16.282180634632649},{"$f":" 100 * (1-F6/I6)","v":8.7497705771444885},{"$f":"Data!$AZ$5","v":75.3},{"$f":" IF(Data!$AZ$2,1,R6) * (1 + E6/F6)","v":12.727184625793123},{"$f":"100*(G6-H6)/G6","v":0.58384267669524204},{"$f":"(M6-T6)*S6","v":0.3594608491285719},{"$f":" 100 * (D6/H6-1)","v":9.1361214254889198},null,0,{"$f":"Data!AV$5","v":31.884137608594809},{"$f":"Data!AW$5","v":25.505742222058853},{"$f":"Data!AX$5","v":17.812573053176074},{"$f":"Data!AY$5","v":8.0909561983702574},{"$f":"Data!AZ$5","v":75.3},{"$f":"Data!AU$5","v":0.32666203704477992},{"$f":"Data!BB$5","v":0.32567392931950429},{"$f":"Data!BC$5","v":1.5164406156970889E-2},{"$f":"Data!BH$5","v":6.7216467899207784}]
[{"$f":"A6+1","v":2},{"$f":"SUMIF(Data!$A:$A,$A7,Data!G:G)/ SUMIF(Data!$A:$A,$A7,Data!F:F)","v":0.99876543209876545},{"$f":"SUMIFS(Data!L:L,Data!$A:$A,$A7,Data!L:L,\">=\"&0)","v":3906.4781000000003},{"$f":"SUMIFS(Data!M:M,Data!$A:$A,$A7,Data!M:M,\">=\"&0)","v":3874.7439699999995},{"$f":"SUMIFS(Data!N:N,Data!$A:$A,$A7,Data!N:N,\">=\"&0)*1000","v":28.968299999999999},{"$f":"SUMIFS(Data!O:O,Data!$A:$A,$A7,Data!O:O,\">=\"&0)*1000","v":4.1643999999999997},{"$f":"SUMIFS(Data!R:R,Data!$A:$A,$A7,Data!R:R,\">=\"&0)","v":3339.0720799999995},{"$f":"SUMIFS(Data!S:S,Data!$A:$A,$A7,Data!S:S,\">=\"&0)","v":3307.2803699999999},{"$f":"SUMIFS(Data!AA:AA,Data!$A:$A,$A7,Data!AA:AA,\">=\"&0)*1000","v":4.5067000000000004},{"$f":"SUMIFS(Data!AG:AG,Data!$A:$A,$A7,Data!AG:AG,\">=\"&0)*1000","v":4.150500000000001},{"$f":"SUMIFS(Data!AM:AM,Data!$A:$A,$A7,Data!AM:AM,\">=\"&0)*1000","v":4.4459999999999997},{"$f":"SUMIFS(Data!AS:AS,Data!$A:$A,$A7,Data!AS:AS,\">=\"&0)*1000","v":3.4365000300000004},{"$f":"100*(C7-D7)/C7","v":0.81234629217557186},{"$f":" 100* ($L$4 + (I7 - L7) * ($K$4 - $L$4) /(K7 - L7))","v":30.601287784089788},{"$f":" 100* ($L$4 + (J7 - L7) * ($K$4 - $L$4) /(K7 - L7))","v":27.07280823396162},{"$f":" 100* (I7/J7 - 1)","v":8.5820985423442853},{"$f":" 100 * (1-F7/I7)","v":7.5953580224998536},{"$f":"Data!$AZ$5","v":75.3},{"$f":" IF(Data!$AZ$2,1,R7) * (1 + E7/F7)","v":7.9561761598309486},{"$f":"100*(G7-H7)/G7","v":0.95211212092191544},{"$f":"(M7-T7)*S7","v":-1.1120015546306738},{"$f":" 100 * (D7/H7-1)","v":17.15801312605376},null,365,{"$f":"Data!AV$5","v":31.884137608594809},{"$f":"Data!AW$5","v":25.505742222058853},{"$f":"Data!AX$5","v":17.812573053176074},{"$f":"Data!AY$5","v":8.0909561983702574},{"$f":"Data!AZ$5","v":75.3},{"$f":"Data!AU$5","v":0.32666203704477992},{"$f":"Data!BB$5","v":0.32567392931950429},{"$f":"Data!BC$5","v":1.5164406156970889E-2},{"$f":"Data!BH$5","v":6.7216467899207784}]
[{"$f":"A7+1","v":3},{"$f":"SUMIF(Data!$A:$A,$A8,Data!G:G)/ SUMIF(Data!$A:$A,$A8,Data!F:F)","v":0.86055469953775043},{"$f":"SUMIFS(Data!L:L,Data!$A:$A,$A8,Data!L:L,\">=\"&0)","v":7362.2210999999998},{"$f":"SUMIFS(Data!M:M,Data!$A:$A,$A8,Data!M:M,\">=\"&0)","v":7326.7553699999999},{"$f":"SUMIFS(Data!N:N,Data!$A:$A,$A8,Data!N:N,\">=\"&0)*1000","v":52.895798799999994},{"$f":"SUMIFS(Data!O:O,Data!$A:$A,$A8,Data!O:O,\">=\"&0)*1000","v":5.9374999999999991},{"$f":"SUMIFS(Data!R:R,Data!$A:$A,$A8,Data!R:R,\">=\"&0)","v":6544.9142999999995},{"$f":"SUMIFS(Data!S:S,Data!$A:$A,$A8,Data!S:S,\">=\"&0)","v":6508.9313400000001},{"$f":"SUMIFS(Data!AA:AA,Data!$A:$A,$A8,Data!AA:AA,\">=\"&0)*1000","v":6.4436},{"$f":"SUMIFS(Data!AG:AG,Data!$A:$A,$A8,Data!AG:AG,\">=\"&0)*1000","v":5.8132999399999985},{"$f":"SUMIFS(Data!AM:AM,Data!$A:$A,$A8,Data!AM:AM,\">=\"&0)*1000","v":6.2737999999999987},{"$f":"SUMIFS(Data!AS:AS,Data!$A:$A,$A8,Data!AS:AS,\">=\"&0)*1000","v":4.8399000000000001},0.48172595631500248,31.184182997419637,26.788478554989879,10.842379827385983,7.8543050468682267,{"$f":"Data!$AZ$5","v":75.3},{"$f":" IF(Data!$AZ$2,1,R8) * (1 + E8/F8)","v":9.9087661136842105},0.54978504454977151,-0.67438158722892305,12.564643676207531]
[4,{"$f":"SUMIF(Data!$A:$A,$A9,Data!G:G)/ SUMIF(Data!$A:$A,$A9,Data!F:F)","v":0.93896236012207523},{"$f":"SUMIFS(Data!L:L,Data!$A:$A,$A9,Data!L:L,\">=\"&0)","v":4972.6387300000006},{"$f":"SUMIFS(Data!M:M,Data!$A:$A,$A9,Data!M:M,\">=\"&0)","v":4942.2615320000004},{"$f":"SUMIFS(Data!N:N,Data!$A:$A,$A9,Data!N:N,\">=\"&0)*1000","v":36.597999999999999},{"$f":"SUMIFS(Data!O:O,Data!$A:$A,$A9,Data!O:O,\">=\"&0)*1000","v":4.7416000030000003},{"$f":"SUMIFS(Data!R:R,Data!$A:$A,$A9,Data!R:R,\">=\"&0)","v":4333.7216999999991},{"$f":"SUMIFS(Data!S:S,Data!$A:$A,$A9,Data!S:S,\">=\"&0)","v":4302.7946270000002},{"$f":"SUMIFS(Data!AA:AA,Data!$A:$A,$A9,Data!AA:AA,\">=\"&0)*1000","v":5.1374999499999996},{"$f":"SUMIFS(Data!AG:AG,Data!$A:$A,$A9,Data!AG:AG,\">=\"&0)*1000","v":4.6931000000000003},{"$f":"SUMIFS(Data!AM:AM,Data!$A:$A,$A9,Data!AM:AM,\">=\"&0)*1000","v":5.0979000299999999},{"$f":"SUMIFS(Data!AS:AS,Data!$A:$A,$A9,Data!AS:AS,\">=\"&0)*1000","v":3.9157999699999997},0.61088688821759896,30.334996345402431,26.575585741870285,9.4692197055251235,7.7060817684290068,{"$f":"Data!$AZ$5","v":75.3},{"$f":" IF(Data!$AZ$2,1,R9) * (1 + E9/F9)","v":8.7184916435052564},0.71363772620652899,-0.89583232236964894,14.861664579279488]
[5,{"$f":"SUMIF(Data!$A:$A,$A10,Data!G:G)/ SUMIF(Data!$A:$A,$A10,Data!F:F)","v":0.98972602739726023},{"$f":"SUMIFS(Data!L:L,Data!$A:$A,$A10,Data!L:L,\">=\"&0)","v":4204.8496999999998},{"$f":"SUMIFS(Data!M:M,Data!$A:$A,$A10,Data!M:M,\">=\"&0)","v":4173.2908100000004},{"$f":"SUMIFS(Data!N:N,Data!$A:$A,$A10,Data!N:N,\">=\"&0)*1000","v":31.481300000000005},{"$f":"SUMIFS(Data!O:O,Data!$A:$A,$A10,Data!O:O,\">=\"&0)*1000","v":4.4007000000000005},{"$f":"SUMIFS(Data!R:R,Data!$A:$A,$A10,Data!R:R,\">=\"&0)","v":3614.8037799999997},{"$f":"SUMIFS(Data!S:S,Data!$A:$A,$A10,Data!S:S,\">=\"&0)","v":3582.9107899999999},{"$f":"SUMIFS(Data!AA:AA,Data!$A:$A,$A10,Data!AA:AA,\">=\"&0)*1000","v":4.7622000599999996},{"$f":"SUMIFS(Data!AG:AG,Data!$A:$A,$A10,Data!AG:AG,\">=\"&0)*1000","v":4.3824999600000005},{"$f":"SUMIFS(Data!AM:AM,Data!$A:$A,$A10,Data!AM:AM,\">=\"&0)*1000","v":4.758},{"$f":"SUMIFS(Data!AS:AS,Data!$A:$A,$A10,Data!AS:AS,\">=\"&0)*1000","v":3.6729000000000003},0.75053550665554913,30.038706662980363,26.539489079347529,8.6640069244860562,7.5910305204607287,{"$f":"Data!$AZ$5","v":75.3},{"$f":" IF(Data!$AZ$2,1,R10) * (1 + E10/F10)","v":8.1537028200059076},0.88228827734599269,-1.0742729379222613,16.477664519244151]
[6,{"$f":"SUMIF(Data!$A:$A,$A11,Data!G:G)/ SUMIF(Data!$A:$A,$A11,Data!F:F)","v":0.51666666666666672},{"$f":"SUMIFS(Data!L:L,Data!$A:$A,$A11,Data!L:L,\">=\"&0)","v":6121.5183000000006},{"$f":"SUMIFS(Data!M:M,Data!$A:$A,$A11,Data!M:M,\">=\"&0)","v":6093.2147610000002},{"$f":"SUMIFS(Data!N:N,Data!$A:$A,$A11,Data!N:N,\">=\"&0)*1000","v":47.927800099999999},{"$f":"SUMIFS(Data!O:O,Data!$A:$A,$A11,Data!O:O,\">=\"&0)*1000","v":2.5504999900000001},{"$f":"SUMIFS(Data!R:R,Data!$A:$A,$A11,Data!R:R,\">=\"&0)","v":5787.1182000000008},{"$f":"SUMIFS(Data!S:S,Data!$A:$A,$A11,Data!S:S,\">=\"&0)","v":5761.039925},{"$f":"SUMIFS(Data!AA:AA,Data!$A:$A,$A11,Data!AA:AA,\">=\"&0)*1000","v":2.7949999999999999},{"$f":"SUMIFS(Data!AG:AG,Data!$A:$A,$A11,Data!AG:AG,\">=\"&0)*1000","v":2.30750001},{"$f":"SUMIFS(Data!AM:AM,Data!$A:$A,$A11,Data!AM:AM,\">=\"&0)*1000","v":2.5980000099999998},{"$f":"SUMIFS(Data!AS:AS,Data!$A:$A,$A11,Data!AS:AS,\">=\"&0)*1000","v":2.0572999999999997},0.46236142102197836,33.643424937240155,24.627335035558819,21.126760038453906,8.7477642218246832,{"$f":"Data!$AZ$5","v":75.3},{"$f":" IF(Data!$AZ$2,1,R11) * (1 + E11/F11)","v":19.791531185224589},0.4506262719845735,0.23225656813705656,5.7658832489344336,null,"Bifacial gain.  Requires simulations 1 & 2."]
[7,{"$f":"SUMIF(Data!$A:$A,$A12,Data!G:G)/ SUMIF(Data!$A:$A,$A12,Data!F:F)","v":0.2046450482033304},{"$f":"SUMIFS(Data!L:L,Data!$A:$A,$A12,Data!L:L,\">=\"&0)","v":17612.9061},{"$f":"SUMIFS(Data!M:M,Data!$A:$A,$A12,Data!M:M,\">=\"&0)","v":17505.218399999998},{"$f":"SUMIFS(Data!N:N,Data!$A:$A,$A12,Data!N:N,\">=\"&0)*1000","v":131.0591},{"$f":"SUMIFS(Data!O:O,Data!$A:$A,$A12,Data!O:O,\">=\"&0)*1000","v":5.7096},{"$f":"SUMIFS(Data!R:R,Data!$A:$A,$A12,Data!R:R,\">=\"&0)","v":16838.802600000003},{"$f":"SUMIFS(Data!S:S,Data!$A:$A,$A12,Data!S:S,\">=\"&0)","v":16746.706699999999},{"$f":"SUMIFS(Data!AA:AA,Data!$A:$A,$A12,Data!AA:AA,\">=\"&0)*1000","v":6.3365999999999998},{"$f":"SUMIFS(Data!AG:AG,Data!$A:$A,$A12,Data!AG:AG,\">=\"&0)*1000","v":4.8484999900000005},{"$f":"SUMIFS(Data!AM:AM,Data!$A:$A,$A12,Data!AM:AM,\">=\"&0)*1000","v":5.442499999999999},{"$f":"SUMIFS(Data!AS:AS,Data!$A:$A,$A12,Data!AS:AS,\">=\"&0)*1000","v":4.0791999900000002},0.61141358154406,36.558351011821685,25.642925213504554,30.691966857155741,9.8948963166366806,{"$f":"Data!$AZ$5","v":75.3},{"$f":" IF(Data!$AZ$2,1,R12) * (1 + E12/F12)","v":23.954164915230489},0.54692665617449476,1.5447304451787267,4.529318591338316]
[8,{"$f":"SUMIF(Data!$A:$A,$A13,Data!G:G)/ SUMIF(Data!$A:$A,$A13,Data!F:F)","v":0.16236020053991515},{"$f":"SUMIFS(Data!L:L,Data!$A:$A,$A13,Data!L:L,\">=\"&0)","v":20434.0972},{"$f":"SUMIFS(Data!M:M,Data!$A:$A,$A13,Data!M:M,\">=\"&0)","v":20302.469400000002},{"$f":"SUMIFS(Data!N:N,Data!$A:$A,$A13,Data!N:N,\">=\"&0)*1000","v":151.66299999999998},{"$f":"SUMIFS(Data!O:O,Data!$A:$A,$A13,Data!O:O,\">=\"&0)*1000","v":6.4654000000000007},{"$f":"SUMIFS(Data!R:R,Data!$A:$A,$A13,Data!R:R,\">=\"&0)","v":19560.662500000002},{"$f":"SUMIFS(Data!S:S,Data!$A:$A,$A13,Data!S:S,\">=\"&0)","v":19448.856900000002},{"$f":"SUMIFS(Data!AA:AA,Data!$A:$A,$A13,Data!AA:AA,\">=\"&0)*1000","v":7.1891999799999997},{"$f":"SUMIFS(Data!AG:AG,Data!$A:$A,$A13,Data!AG:AG,\">=\"&0)*1000","v":5.4342000000000006},{"$f":"SUMIFS(Data!AM:AM,Data!$A:$A,$A13,Data!AM:AM,\">=\"&0)*1000","v":5.9374999000000006},{"$f":"SUMIFS(Data!AS:AS,Data!$A:$A,$A13,Data!AS:AS,\">=\"&0)*1000","v":4.4459},0.64415764842304057,38.391661061387829,26.625771428383711,32.295461705494802,10.067879346986796,{"$f":"Data!$AZ$5","v":75.3},{"$f":" IF(Data!$AZ$2,1,R13) * (1 + E13/F13)","v":24.457636031800039},0.57158391235470518,1.7749820222272659,4.3890111608564375]
[9,{"$f":"SUMIF(Data!$A:$A,$A14,Data!G:G)/ SUMIF(Data!$A:$A,$A14,Data!F:F)","v":0.57077363896848132},{"$f":"SUMIFS(Data!L:L,Data!$A:$A,$A14,Data!L:L,\">=\"&0)","v":12327.809100000002},{"$f":"SUMIFS(Data!M:M,Data!$A:$A,$A14,Data!M:M,\">=\"&0)","v":12281.906800000001},{"$f":"SUMIFS(Data!N:N,Data!$A:$A,$A14,Data!N:N,\">=\"&0)*1000","v":90.633398999999997},{"$f":"SUMIFS(Data!O:O,Data!$A:$A,$A14,Data!O:O,\">=\"&0)*1000","v":5.9466999999999999},{"$f":"SUMIFS(Data!R:R,Data!$A:$A,$A14,Data!R:R,\">=\"&0)","v":11516.04204},{"$f":"SUMIFS(Data!S:S,Data!$A:$A,$A14,Data!S:S,\">=\"&0)","v":11473.797839999999},{"$f":"SUMIFS(Data!AA:AA,Data!$A:$A,$A14,Data!AA:AA,\">=\"&0)*1000","v":6.5050999999999997},{"$f":"SUMIFS(Data!AG:AG,Data!$A:$A,$A14,Data!AG:AG,\">=\"&0)*1000","v":5.492},{"$f":"SUMIFS(Data!AM:AM,Data!$A:$A,$A14,Data!AM:AM,\">=\"&0)*1000","v":6.0236000300000017},{"$f":"SUMIFS(Data!AS:AS,Data!$A:$A,$A14,Data!AS:AS,\">=\"&0)*1000","v":4.6121000200000006},0.37234758932145984,33.411264375407242,26.233793650486753,18.446831755280414,8.5840340655793153,{"$f":"Data!$AZ$5","v":75.3},{"$f":" IF(Data!$AZ$2,1,R14) * (1 + E14/F14)","v":16.240957001362098},0.36682915756359119,8.9624612894495748E-2,7.0430817351754937]
[10,{"$f":"SUMIF(Data!$A:$A,$A15,Data!G:G)/ SUMIF(Data!$A:$A,$A15,Data!F:F)","v":0.64198369565217395},{"$f":"SUMIFS(Data!L:L,Data!$A:$A,$A15,Data!L:L,\">=\"&0)","v":9681.269760000001},{"$f":"SUMIFS(Data!M:M,Data!$A:$A,$A15,Data!M:M,\">=\"&0)","v":9640.6223840000002},{"$f":"SUMIFS(Data!N:N,Data!$A:$A,$A15,Data!N:N,\">=\"&0)*1000","v":69.815699960000003},{"$f":"SUMIFS(Data!O:O,Data!$A:$A,$A15,Data!O:O,\">=\"&0)*1000","v":5.4063000000000008},{"$f":"SUMIFS(Data!R:R,Data!$A:$A,$A15,Data!R:R,\">=\"&0)","v":8932.4502700000012},{"$f":"SUMIFS(Data!S:S,Data!$A:$A,$A15,Data!S:S,\">=\"&0)","v":8894.6152550000006},{"$f":"SUMIFS(Data!AA:AA,Data!$A:$A,$A15,Data!AA:AA,\">=\"&0)*1000","v":5.9080999699999994},{"$f":"SUMIFS(Data!AG:AG,Data!$A:$A,$A15,Data!AG:AG,\">=\"&0)*1000","v":5.083899999999999},{"$f":"SUMIFS(Data!AM:AM,Data!$A:$A,$A15,Data!AM:AM,\">=\"&0)*1000","v":5.53390001},{"$f":"SUMIFS(Data!AS:AS,Data!$A:$A,$A15,Data!AS:AS,\">=\"&0)*1000","v":4.1906000100000007},0.41985583510897645,32.785676766172855,26.650040869500476,16.211962666456859,8.493423817268253,{"$f":"Data!$AZ$5","v":75.3},{"$f":" IF(Data!$AZ$2,1,R15) * (1 + E15/F15)","v":13.913767264117787},0.42356815718382457,-5.1652385358883564E-2,8.3871770460295139]
[11,{"$f":"SUMIF(Data!$A:$A,$A16,Data!G:G)/ SUMIF(Data!$A:$A,$A16,Data!F:F)","v":0.14700117600940807},{"$f":"SUMIFS(Data!L:L,Data!$A:$A,$A16,Data!L:L,\">=\"&0)","v":20358.422500000001},{"$f":"SUMIFS(Data!M:M,Data!$A:$A,$A16,Data!M:M,\">=\"&0)","v":20228.892599999999},{"$f":"SUMIFS(Data!N:N,Data!$A:$A,$A16,Data!N:N,\">=\"&0)*1000","v":148.99100100000001},{"$f":"SUMIFS(Data!O:O,Data!$A:$A,$A16,Data!O:O,\">=\"&0)*1000","v":6.4219999999999997},{"$f":"SUMIFS(Data!R:R,Data!$A:$A,$A16,Data!R:R,\">=\"&0)","v":19480.3105},{"$f":"SUMIFS(Data!S:S,Data!$A:$A,$A16,Data!S:S,\">=\"&0)","v":19371.228299999999},{"$f":"SUMIFS(Data!AA:AA,Data!$A:$A,$A16,Data!AA:AA,\">=\"&0)*1000","v":7.1412000200000003},{"$f":"SUMIFS(Data!AG:AG,Data!$A:$A,$A16,Data!AG:AG,\">=\"&0)*1000","v":5.3954999900000002},{"$f":"SUMIFS(Data!AM:AM,Data!$A:$A,$A16,Data!AM:AM,\">=\"&0)*1000","v":5.8301000200000006},{"$f":"SUMIFS(Data!AS:AS,Data!$A:$A,$A16,Data!AS:AS,\">=\"&0)*1000","v":4.3597999999999999},0.63624723379231052,38.917227655346146,27.044140487735284,32.354740677147142,10.071136755528109,{"$f":"Data!$AZ$5","v":75.3},{"$f":" IF(Data!$AZ$2,1,R16) * (1 + E16/F16)","v":24.200093584553102},0.55996130041151415,1.8461267270002555,4.42751634907943]
[12,{"$f":"SUMIF(Data!$A:$A,$A17,Data!G:G)/ SUMIF(Data!$A:$A,$A17,Data!F:F)","v":0.14940711462450593},{"$f":"SUMIFS(Data!L:L,Data!$A:$A,$A17,Data!L:L,\">=\"&0)","v":20174.532200000001},{"$f":"SUMIFS(Data!M:M,Data!$A:$A,$A17,Data!M:M,\">=\"&0)","v":20048.757999999998},{"$f":"SUMIFS(Data!N:N,Data!$A:$A,$A17,Data!N:N,\">=\"&0)*1000","v":147.37569999999999},{"$f":"SUMIFS(Data!O:O,Data!$A:$A,$A17,Data!O:O,\">=\"&0)*1000","v":6.3724000000000007},{"$f":"SUMIFS(Data!R:R,Data!$A:$A,$A17,Data!R:R,\">=\"&0)","v":19300.536599999999},{"$f":"SUMIFS(Data!S:S,Data!$A:$A,$A17,Data!S:S,\">=\"&0)","v":19194.6306},{"$f":"SUMIFS(Data!AA:AA,Data!$A:$A,$A17,Data!AA:AA,\">=\"&0)*1000","v":7.0815000000000001},{"$f":"SUMIFS(Data!AG:AG,Data!$A:$A,$A17,Data!AG:AG,\">=\"&0)*1000","v":5.3599999999999994},{"$f":"SUMIFS(Data!AM:AM,Data!$A:$A,$A17,Data!AM:AM,\">=\"&0)*1000","v":5.8122999700000006},{"$f":"SUMIFS(Data!AS:AS,Data!$A:$A,$A17,Data!AS:AS,\">=\"&0)*1000","v":4.3452999800000001},0.62343056460066748,38.651670338457187,26.916837265963441,32.117537313432855,10.013415236884837,{"$f":"Data!$AZ$5","v":75.3},{"$f":" IF(Data!$AZ$2,1,R17) * (1 + E17/F17)","v":24.127189128114992},0.54872049515969956,1.8025439751768373,4.4498246296023947]
[13,{"$f":"SUMIF(Data!$A:$A,$A18,Data!G:G)/ SUMIF(Data!$A:$A,$A18,Data!F:F)","v":0.70759717314487636},{"$f":"SUMIFS(Data!L:L,Data!$A:$A,$A18,Data!L:L,\">=\"&0)","v":7984.4123999000012},{"$f":"SUMIFS(Data!M:M,Data!$A:$A,$A18,Data!M:M,\">=\"&0)","v":7946.6524007000007},{"$f":"SUMIFS(Data!N:N,Data!$A:$A,$A18,Data!N:N,\">=\"&0)*1000","v":58.414700509999996},{"$f":"SUMIFS(Data!O:O,Data!$A:$A,$A18,Data!O:O,\">=\"&0)*1000","v":4.4742999700000006},{"$f":"SUMIFS(Data!R:R,Data!$A:$A,$A18,Data!R:R,\">=\"&0)","v":7364.3911699999999},{"$f":"SUMIFS(Data!S:S,Data!$A:$A,$A18,Data!S:S,\">=\"&0)","v":7328.7455397200019},{"$f":"SUMIFS(Data!AA:AA,Data!$A:$A,$A18,Data!AA:AA,\">=\"&0)*1000","v":4.8843000000000005},{"$f":"SUMIFS(Data!AG:AG,Data!$A:$A,$A18,Data!AG:AG,\">=\"&0)*1000","v":4.2454000000000001},{"$f":"SUMIFS(Data!AM:AM,Data!$A:$A,$A18,Data!AM:AM,\">=\"&0)*1000","v":4.5906000000000002},{"$f":"SUMIFS(Data!AS:AS,Data!$A:$A,$A18,Data!AS:AS,\">=\"&0)*1000","v":3.6366999999999998},0.47292145381259876,33.078939092148026,26.381172030611179,15.049229754557892,8.3942433920930259,{"$f":"Data!$AZ$5","v":75.3},{"$f":" IF(Data!$AZ$2,1,R18) * (1 + E18/F18)","v":14.055606665102516},0.48402684562990062,-0.15609301924584293,8.4312773261275851]
[14,{"$f":"SUMIF(Data!$A:$A,$A19,Data!G:G)/ SUMIF(Data!$A:$A,$A19,Data!F:F)","v":0.77655389457120383},{"$f":"SUMIFS(Data!L:L,Data!$A:$A,$A19,Data!L:L,\">=\"&0)","v":8230.9790000000012},{"$f":"SUMIFS(Data!M:M,Data!$A:$A,$A19,Data!M:M,\">=\"&0)","v":8196.8192765999993},{"$f":"SUMIFS(Data!N:N,Data!$A:$A,$A19,Data!N:N,\">=\"&0)*1000","v":59.637400020000001},{"$f":"SUMIFS(Data!O:O,Data!$A:$A,$A19,Data!O:O,\">=\"&0)*1000","v":5.3707999700000002},{"$f":"SUMIFS(Data!R:R,Data!$A:$A,$A19,Data!R:R,\">=\"&0)","v":7486.0580999999993},{"$f":"SUMIFS(Data!S:S,Data!$A:$A,$A19,Data!S:S,\">=\"&0)","v":7452.7456503999992},{"$f":"SUMIFS(Data!AA:AA,Data!$A:$A,$A19,Data!AA:AA,\">=\"&0)*1000","v":5.8413000199999985},{"$f":"SUMIFS(Data!AG:AG,Data!$A:$A,$A19,Data!AG:AG,\">=\"&0)*1000","v":5.1589000199999999},{"$f":"SUMIFS(Data!AM:AM,Data!$A:$A,$A19,Data!AM:AM,\">=\"&0)*1000","v":5.4920000010000001},{"$f":"SUMIFS(Data!AS:AS,Data!$A:$A,$A19,Data!AS:AS,\">=\"&0)*1000","v":4.2782999500000001},0.41501409978086312,32.877976471305246,27.255499983496335,13.227625993030934,8.0547146763401241,{"$f":"Data!$AZ$5","v":75.3},{"$f":" IF(Data!$AZ$2,1,R19) * (1 + E19/F19)","v":12.104006917613802},0.444993201428667,-0.36286725372886541,9.9838859543001313]
[15,{"$f":"SUMIF(Data!$A:$A,$A20,Data!G:G)/ SUMIF(Data!$A:$A,$A20,Data!F:F)","v":0.97061611374407586},{"$f":"SUMIFS(Data!L:L,Data!$A:$A,$A20,Data!L:L,\">=\"&0)","v":5489.2372000000005},{"$f":"SUMIFS(Data!M:M,Data!$A:$A,$A20,Data!M:M,\">=\"&0)","v":5453.2619271400008},{"$f":"SUMIFS(Data!N:N,Data!$A:$A,$A20,Data!N:N,\">=\"&0)*1000","v":38.394600100000005},{"$f":"SUMIFS(Data!O:O,Data!$A:$A,$A20,Data!O:O,\">=\"&0)*1000","v":5.4073000310000001},{"$f":"SUMIFS(Data!R:R,Data!$A:$A,$A20,Data!R:R,\">=\"&0)","v":4725.3170999999993},{"$f":"SUMIFS(Data!S:S,Data!$A:$A,$A20,Data!S:S,\">=\"&0)","v":4689.6197090699998},{"$f":"SUMIFS(Data!AA:AA,Data!$A:$A,$A20,Data!AA:AA,\">=\"&0)*1000","v":5.8558001000000006},{"$f":"SUMIFS(Data!AG:AG,Data!$A:$A,$A20,Data!AG:AG,\">=\"&0)*1000","v":5.3690000400000013},{"$f":"SUMIFS(Data!AM:AM,Data!$A:$A,$A20,Data!AM:AM,\">=\"&0)*1000","v":5.6442999500000006},{"$f":"SUMIFS(Data!AS:AS,Data!$A:$A,$A20,Data!AS:AS,\">=\"&0)*1000","v":4.3501000300000001},0.65537836222489487,31.634215446404905,27.872817748281122,9.0668663880285383,7.6590741032980354,{"$f":"Data!$AZ$5","v":75.3},{"$f":" IF(Data!$AZ$2,1,R20) * (1 + E20/F20)","v":8.1005122482355567},0.75544963807824739,-0.81062859574664115,16.283670434791798]
[16,{"$f":"SUMIF(Data!$A:$A,$A21,Data!G:G)/ SUMIF(Data!$A:$A,$A21,Data!F:F)","v":0.40147669589293955},{"$f":"SUMIFS(Data!L:L,Data!$A:$A,$A21,Data!L:L,\">=\"&0)","v":16093.908000000001},{"$f":"SUMIFS(Data!M:M,Data!$A:$A,$A21,Data!M:M,\">=\"&0)","v":16008.268441},{"$f":"SUMIFS(Data!N:N,Data!$A:$A,$A21,Data!N:N,\">=\"&0)*1000","v":111.84100051},{"$f":"SUMIFS(Data!O:O,Data!$A:$A,$A21,Data!O:O,\">=\"&0)*1000","v":6.9992999970000005},{"$f":"SUMIFS(Data!R:R,Data!$A:$A,$A21,Data!R:R,\">=\"&0)","v":15090.627699999999},{"$f":"SUMIFS(Data!S:S,Data!$A:$A,$A21,Data!S:S,\">=\"&0)","v":15017.641408700001},{"$f":"SUMIFS(Data!AA:AA,Data!$A:$A,$A21,Data!AA:AA,\">=\"&0)*1000","v":7.6997000010000001},{"$f":"SUMIFS(Data!AG:AG,Data!$A:$A,$A21,Data!AG:AG,\">=\"&0)*1000","v":6.3331999969999995},{"$f":"SUMIFS(Data!AM:AM,Data!$A:$A,$A21,Data!AM:AM,\">=\"&0)*1000","v":6.7421999979999994},{"$f":"SUMIFS(Data!AS:AS,Data!$A:$A,$A21,Data!AS:AS,\">=\"&0)*1000","v":5.0997000099999985},0.53212407452559751,35.829528219150284,27.509893430818099,21.576770110643963,9.0964583543389317,{"$f":"Data!$AZ$5","v":75.3},{"$f":" IF(Data!$AZ$2,1,R21) * (1 + E21/F21)","v":16.978883682359186},0.48365311735838468,0.82298274371472102,6.59642220333021]
[17,{"$f":"SUMIF(Data!$A:$A,$A22,Data!G:G)/ SUMIF(Data!$A:$A,$A22,Data!F:F)","v":1},{"$f":"SUMIFS(Data!L:L,Data!$A:$A,$A22,Data!L:L,\">=\"&0)","v":2761.2369000000003},{"$f":"SUMIFS(Data!M:M,Data!$A:$A,$A22,Data!M:M,\">=\"&0)","v":2741.7312929},{"$f":"SUMIFS(Data!N:N,Data!$A:$A,$A22,Data!N:N,\">=\"&0)*1000","v":21.088499900000002},{"$f":"SUMIFS(Data!O:O,Data!$A:$A,$A22,Data!O:O,\">=\"&0)*1000","v":3.0476999999999999},{"$f":"SUMIFS(Data!R:R,Data!$A:$A,$A22,Data!R:R,\">=\"&0)","v":2337.3608999799999},{"$f":"SUMIFS(Data!S:S,Data!$A:$A,$A22,Data!S:S,\">=\"&0)","v":2318.5925862000004},{"$f":"SUMIFS(Data!AA:AA,Data!$A:$A,$A22,Data!AA:AA,\">=\"&0)*1000","v":3.2984000105},{"$f":"SUMIFS(Data!AG:AG,Data!$A:$A,$A22,Data!AG:AG,\">=\"&0)*1000","v":3.0348999999999999},{"$f":"SUMIFS(Data!AM:AM,Data!$A:$A,$A22,Data!AM:AM,\">=\"&0)*1000","v":3.2147000100000005},{"$f":"SUMIFS(Data!AS:AS,Data!$A:$A,$A22,Data!AS:AS,\">=\"&0)*1000","v":2.4800999999999997},0.70640831650483737,31.139395580732419,27.552409371734143,8.6823292530231697,7.6006551571043968,{"$f":"Data!$AZ$5","v":75.3},{"$f":" IF(Data!$AZ$2,1,R22) * (1 + E22/F22)","v":7.919480230993865},0.8029702978329154,-0.76472070219331267,18.249808492379096]
[18,{"$f":"SUMIF(Data!$A:$A,$A23,Data!G:G)/ SUMIF(Data!$A:$A,$A23,Data!F:F)","v":0.67537826685006874},{"$f":"SUMIFS(Data!L:L,Data!$A:$A,$A23,Data!L:L,\">=\"&0)","v":10408.196120000001},{"$f":"SUMIFS(Data!M:M,Data!$A:$A,$A23,Data!M:M,\">=\"&0)","v":10364.413016199998},{"$f":"SUMIFS(Data!N:N,Data!$A:$A,$A23,Data!N:N,\">=\"&0)*1000","v":74.712100200000009},{"$f":"SUMIFS(Data!O:O,Data!$A:$A,$A23,Data!O:O,\">=\"&0)*1000","v":5.4424999999999999},{"$f":"SUMIFS(Data!R:R,Data!$A:$A,$A23,Data!R:R,\">=\"&0)","v":9643.848},{"$f":"SUMIFS(Data!S:S,Data!$A:$A,$A23,Data!S:S,\">=\"&0)","v":9601.8928118000003},{"$f":"SUMIFS(Data!AA:AA,Data!$A:$A,$A23,Data!AA:AA,\">=\"&0)*1000","v":5.9345999700000007},{"$f":"SUMIFS(Data!AG:AG,Data!$A:$A,$A23,Data!AG:AG,\">=\"&0)*1000","v":5.1134999910000012},{"$f":"SUMIFS(Data!AM:AM,Data!$A:$A,$A23,Data!AM:AM,\">=\"&0)*1000","v":5.5076999999999998},{"$f":"SUMIFS(Data!AS:AS,Data!$A:$A,$A23,Data!AS:AS,\">=\"&0)*1000","v":4.3050000199999996},0.42065986550609125,33.549513403999562,26.722374527685627,16.057494484114088,8.2920495482023284,{"$f":"Data!$AZ$5","v":75.3},{"$f":" IF(Data!$AZ$2,1,R23) * (1 + E23/F23)","v":14.727533339457972},0.43504613718506979,-0.21187429578265657,7.9413530159690771]
[19,{"$f":"SUMIF(Data!$A:$A,$A24,Data!G:G)/ SUMIF(Data!$A:$A,$A24,Data!F:F)","v":0.89896755162241893},{"$f":"SUMIFS(Data!L:L,Data!$A:$A,$A24,Data!L:L,\">=\"&0)","v":7433.0564999999997},{"$f":"SUMIFS(Data!M:M,Data!$A:$A,$A24,Data!M:M,\">=\"&0)","v":7397.0412457999992},{"$f":"SUMIFS(Data!N:N,Data!$A:$A,$A24,Data!N:N,\">=\"&0)*1000","v":52.199499003999996},{"$f":"SUMIFS(Data!O:O,Data!$A:$A,$A24,Data!O:O,\">=\"&0)*1000","v":6.5445000399999991},{"$f":"SUMIFS(Data!R:R,Data!$A:$A,$A24,Data!R:R,\">=\"&0)","v":6522.2036901000001},{"$f":"SUMIFS(Data!S:S,Data!$A:$A,$A24,Data!S:S,\">=\"&0)","v":6486.1388220999997},{"$f":"SUMIFS(Data!AA:AA,Data!$A:$A,$A24,Data!AA:AA,\">=\"&0)*1000","v":7.0939000010000006},{"$f":"SUMIFS(Data!AG:AG,Data!$A:$A,$A24,Data!AG:AG,\">=\"&0)*1000","v":6.4471999990000004},{"$f":"SUMIFS(Data!AM:AM,Data!$A:$A,$A24,Data!AM:AM,\">=\"&0)*1000","v":6.8464000000000009},{"$f":"SUMIFS(Data!AS:AS,Data!$A:$A,$A24,Data!AS:AS,\">=\"&0)*1000","v":5.2719000100000013},0.48452819106111367,31.571927612397122,27.46459191149312,10.030711038905382,7.7446814999161955,{"$f":"Data!$AZ$5","v":75.3},{"$f":" IF(Data!$AZ$2,1,R24) * (1 + E24/F24)","v":8.9760865894959956},0.55295525429147452,-0.61420724462063658,14.043831756981717]
[20,{"$f":"SUMIF(Data!$A:$A,$A25,Data!G:G)/ SUMIF(Data!$A:$A,$A25,Data!F:F)","v":0.53049370764762827},{"$f":"SUMIFS(Data!L:L,Data!$A:$A,$A25,Data!L:L,\">=\"&0)","v":15295.3244},{"$f":"SUMIFS(Data!M:M,Data!$A:$A,$A25,Data!M:M,\">=\"&0)","v":15237.165973600002},{"$f":"SUMIFS(Data!N:N,Data!$A:$A,$A25,Data!N:N,\">=\"&0)*1000","v":110.96540001000001},{"$f":"SUMIFS(Data!O:O,Data!$A:$A,$A25,Data!O:O,\">=\"&0)*1000","v":6.6874001410000004},{"$f":"SUMIFS(Data!R:R,Data!$A:$A,$A25,Data!R:R,\">=\"&0)","v":14375.533200000002},{"$f":"SUMIFS(Data!S:S,Data!$A:$A,$A25,Data!S:S,\">=\"&0)","v":14323.485500199999},{"$f":"SUMIFS(Data!AA:AA,Data!$A:$A,$A25,Data!AA:AA,\">=\"&0)*1000","v":7.3267999990000012},{"$f":"SUMIFS(Data!AG:AG,Data!$A:$A,$A25,Data!AG:AG,\">=\"&0)*1000","v":6.0993999800000003},{"$f":"SUMIFS(Data!AM:AM,Data!$A:$A,$A25,Data!AM:AM,\">=\"&0)*1000","v":6.6857000220000007},{"$f":"SUMIFS(Data!AS:AS,Data!$A:$A,$A25,Data!AS:AS,\">=\"&0)*1000","v":5.1105999999999989},0.38023663231358173,34.070217561078799,26.27769643952173,20.123291192980595,8.7268638162263166,{"$f":"Data!$AZ$5","v":75.3},{"$f":" IF(Data!$AZ$2,1,R25) * (1 + E25/F25)","v":17.593204783676487},0.36205752562974913,0.31982874667296896,6.3788976041288636]
[21,{"$f":"SUMIF(Data!$A:$A,$A26,Data!G:G)/ SUMIF(Data!$A:$A,$A26,Data!F:F)","v":0.93306772908366531},{"$f":"SUMIFS(Data!L:L,Data!$A:$A,$A26,Data!L:L,\">=\"&0)","v":6642.7852999999996},{"$f":"SUMIFS(Data!M:M,Data!$A:$A,$A26,Data!M:M,\">=\"&0)","v":6605.8650381000007},{"$f":"SUMIFS(Data!N:N,Data!$A:$A,$A26,Data!N:N,\">=\"&0)*1000","v":46.746100005999999},{"$f":"SUMIFS(Data!O:O,Data!$A:$A,$A26,Data!O:O,\">=\"&0)*1000","v":6.1727999799999989},{"$f":"SUMIFS(Data!R:R,Data!$A:$A,$A26,Data!R:R,\">=\"&0)","v":5784.0884299999998},{"$f":"SUMIFS(Data!S:S,Data!$A:$A,$A26,Data!S:S,\">=\"&0)","v":5747.0699799000004},{"$f":"SUMIFS(Data!AA:AA,Data!$A:$A,$A26,Data!AA:AA,\">=\"&0)*1000","v":6.6887999990000004},{"$f":"SUMIFS(Data!AG:AG,Data!$A:$A,$A26,Data!AG:AG,\">=\"&0)*1000","v":6.1048000000000009},{"$f":"SUMIFS(Data!AM:AM,Data!$A:$A,$A26,Data!AM:AM,\">=\"&0)*1000","v":6.5042000209999999},{"$f":"SUMIFS(Data!AS:AS,Data!$A:$A,$A26,Data!AS:AS,\">=\"&0)*1000","v":4.9921999999999995},0.55579489976890983,31.220899308439893,27.358465506264707,9.5662429399816507,7.7143885162831216,{"$f":"Data!$AZ$5","v":75.3},{"$f":" IF(Data!$AZ$2,1,R26) * (1 + E26/F26)","v":8.572916692175081},0.64000491258048464,-0.72192542448062713,14.943180806977807]
[22,{"$f":"SUMIF(Data!$A:$A,$A27,Data!G:G)/ SUMIF(Data!$A:$A,$A27,Data!F:F)","v":0.33347475604582094},{"$f":"SUMIFS(Data!L:L,Data!$A:$A,$A27,Data!L:L,\">=\"&0)","v":17773.064700000003},{"$f":"SUMIFS(Data!M:M,Data!$A:$A,$A27,Data!M:M,\">=\"&0)","v":17692.416849699999},{"$f":"SUMIFS(Data!N:N,Data!$A:$A,$A27,Data!N:N,\">=\"&0)*1000","v":125.9405998},{"$f":"SUMIFS(Data!O:O,Data!$A:$A,$A27,Data!O:O,\">=\"&0)*1000","v":7.0877999999999997},{"$f":"SUMIFS(Data!R:R,Data!$A:$A,$A27,Data!R:R,\">=\"&0)","v":16778.355399999997},{"$f":"SUMIFS(Data!S:S,Data!$A:$A,$A27,Data!S:S,\">=\"&0)","v":16710.647773299999},{"$f":"SUMIFS(Data!AA:AA,Data!$A:$A,$A27,Data!AA:AA,\">=\"&0)*1000","v":7.8074001000000006},{"$f":"SUMIFS(Data!AG:AG,Data!$A:$A,$A27,Data!AG:AG,\">=\"&0)*1000","v":6.2915000000000001},{"$f":"SUMIFS(Data!AM:AM,Data!$A:$A,$A27,Data!AM:AM,\">=\"&0)*1000","v":6.7474000200000006},{"$f":"SUMIFS(Data!AS:AS,Data!$A:$A,$A27,Data!AS:AS,\">=\"&0)*1000","v":5.0765999500000012},0.45376445571597718,36.344266432787499,27.271367004431589,24.09441468648177,9.2168979530074413,{"$f":"Data!$AZ$5","v":75.3},{"$f":" IF(Data!$AZ$2,1,R27) * (1 + E27/F27)","v":18.768644685233784},0.40354149787527749,0.9426168507535686,5.8751108258571216]
[23,{"$f":"SUMIF(Data!$A:$A,$A28,Data!G:G)/ SUMIF(Data!$A:$A,$A28,Data!F:F)","v":0.15565869332381294},{"$f":"SUMIFS(Data!L:L,Data!$A:$A,$A28,Data!L:L,\">=\"&0)","v":23314.727099999996},{"$f":"SUMIFS(Data!M:M,Data!$A:$A,$A28,Data!M:M,\">=\"&0)","v":23180.404533000001},{"$f":"SUMIFS(Data!N:N,Data!$A:$A,$A28,Data!N:N,\">=\"&0)*1000","v":162.85849999999999},{"$f":"SUMIFS(Data!O:O,Data!$A:$A,$A28,Data!O:O,\">=\"&0)*1000","v":7.1988000000000012},{"$f":"SUMIFS(Data!R:R,Data!$A:$A,$A28,Data!R:R,\">=\"&0)","v":22290.719999999998},{"$f":"SUMIFS(Data!S:S,Data!$A:$A,$A28,Data!S:S,\">=\"&0)","v":22177.261652999998},{"$f":"SUMIFS(Data!AA:AA,Data!$A:$A,$A28,Data!AA:AA,\">=\"&0)*1000","v":7.9847999969999988},{"$f":"SUMIFS(Data!AG:AG,Data!$A:$A,$A28,Data!AG:AG,\">=\"&0)*1000","v":6.0508999699999988},{"$f":"SUMIFS(Data!AM:AM,Data!$A:$A,$A28,Data!AM:AM,\">=\"&0)*1000","v":6.4542999520000004},{"$f":"SUMIFS(Data!AS:AS,Data!$A:$A,$A28,Data!AS:AS,\">=\"&0)*1000","v":4.8216000000000001},0.57612755415865724,39.374043547469874,27.529246071785263,31.960535401149603,9.8437030018949656,{"$f":"Data!$AZ$5","v":75.3},{"$f":" IF(Data!$AZ$2,1,R28) * (1 + E28/F28)","v":23.623006612213143},0.50899363950558707,1.5859049097532294,4.5232946055100642]
[24,{"$f":"SUMIF(Data!$A:$A,$A29,Data!G:G)/ SUMIF(Data!$A:$A,$A29,Data!F:F)","v":0.15188076650106458},{"$f":"SUMIFS(Data!L:L,Data!$A:$A,$A29,Data!L:L,\">=\"&0)","v":23107.505499999999},{"$f":"SUMIFS(Data!M:M,Data!$A:$A,$A29,Data!M:M,\">=\"&0)","v":22982.859783},{"$f":"SUMIFS(Data!N:N,Data!$A:$A,$A29,Data!N:N,\">=\"&0)*1000","v":164.20569950000001},{"$f":"SUMIFS(Data!O:O,Data!$A:$A,$A29,Data!O:O,\">=\"&0)*1000","v":7.2464000979999996},{"$f":"SUMIFS(Data!R:R,Data!$A:$A,$A29,Data!R:R,\">=\"&0)","v":22092.685199999996},{"$f":"SUMIFS(Data!S:S,Data!$A:$A,$A29,Data!S:S,\">=\"&0)","v":21987.155151000003},{"$f":"SUMIFS(Data!AA:AA,Data!$A:$A,$A29,Data!AA:AA,\">=\"&0)*1000","v":8.0362999899999981},{"$f":"SUMIFS(Data!AG:AG,Data!$A:$A,$A29,Data!AG:AG,\">=\"&0)*1000","v":6.0887001199999995},{"$f":"SUMIFS(Data!AM:AM,Data!$A:$A,$A29,Data!AM:AM,\">=\"&0)*1000","v":6.4825999999999997},{"$f":"SUMIFS(Data!AS:AS,Data!$A:$A,$A29,Data!AS:AS,\">=\"&0)*1000","v":4.8437000499999998},0.53941658479752141,39.480139345906977,27.596559326272473,31.987120922618196,9.8291488991564933,{"$f":"Data!$AZ$5","v":75.3},{"$f":" IF(Data!$AZ$2,1,R29) * (1 + E29/F29)","v":23.660313711538041},0.47766963610196922,1.4609521768670095,4.528574184162748]
[25,{"$f":"SUMIF(Data!$A:$A,$A30,Data!G:G)/ SUMIF(Data!$A:$A,$A30,Data!F:F)","v":0.19561175158051319},{"$f":"SUMIFS(Data!L:L,Data!$A:$A,$A30,Data!L:L,\">=\"&0)","v":21341.730500000001},{"$f":"SUMIFS(Data!M:M,Data!$A:$A,$A30,Data!M:M,\">=\"&0)","v":21235.316656999999},{"$f":"SUMIFS(Data!N:N,Data!$A:$A,$A30,Data!N:N,\">=\"&0)*1000","v":153.13330099999999},{"$f":"SUMIFS(Data!O:O,Data!$A:$A,$A30,Data!O:O,\">=\"&0)*1000","v":6.9995000169999999},{"$f":"SUMIFS(Data!R:R,Data!$A:$A,$A30,Data!R:R,\">=\"&0)","v":20369.803199999998},{"$f":"SUMIFS(Data!S:S,Data!$A:$A,$A30,Data!S:S,\">=\"&0)","v":20278.970339},{"$f":"SUMIFS(Data!AA:AA,Data!$A:$A,$A30,Data!AA:AA,\">=\"&0)*1000","v":7.7421999980000002},{"$f":"SUMIFS(Data!AG:AG,Data!$A:$A,$A30,Data!AG:AG,\">=\"&0)*1000","v":5.9502000299999995},{"$f":"SUMIFS(Data!AM:AM,Data!$A:$A,$A30,Data!AM:AM,\">=\"&0)*1000","v":6.4700001},{"$f":"SUMIFS(Data!AS:AS,Data!$A:$A,$A30,Data!AS:AS,\">=\"&0)*1000","v":4.8348001099999998},0.49861862420201625,37.780087486424208,26.821183505511147,30.116634045326386,9.5928803336501005,{"$f":"Data!$AZ$5","v":75.3},{"$f":" IF(Data!$AZ$2,1,R30) * (1 + E30/F30)","v":22.877748500332633},0.44591918786922286,1.2056444505309392,4.7159510666120008]
[26,{"$f":"SUMIF(Data!$A:$A,$A31,Data!G:G)/ SUMIF(Data!$A:$A,$A31,Data!F:F)","v":0.17991329479768786},{"$f":"SUMIFS(Data!L:L,Data!$A:$A,$A31,Data!L:L,\">=\"&0)","v":21928.271099999998},{"$f":"SUMIFS(Data!M:M,Data!$A:$A,$A31,Data!M:M,\">=\"&0)","v":21821.586855000001},{"$f":"SUMIFS(Data!N:N,Data!$A:$A,$A31,Data!N:N,\">=\"&0)*1000","v":158.6437},{"$f":"SUMIFS(Data!O:O,Data!$A:$A,$A31,Data!O:O,\">=\"&0)*1000","v":7.1631000000000009},{"$f":"SUMIFS(Data!R:R,Data!$A:$A,$A31,Data!R:R,\">=\"&0)","v":20942.236799999999},{"$f":"SUMIFS(Data!S:S,Data!$A:$A,$A31,Data!S:S,\">=\"&0)","v":20851.251734000005},{"$f":"SUMIFS(Data!AA:AA,Data!$A:$A,$A31,Data!AA:AA,\">=\"&0)*1000","v":7.9241000200000018},{"$f":"SUMIFS(Data!AG:AG,Data!$A:$A,$A31,Data!AG:AG,\">=\"&0)*1000","v":6.0707000000000004},{"$f":"SUMIFS(Data!AM:AM,Data!$A:$A,$A31,Data!AM:AM,\">=\"&0)*1000","v":6.5832999699999997},{"$f":"SUMIFS(Data!AS:AS,Data!$A:$A,$A31,Data!AS:AS,\">=\"&0)*1000","v":4.9150999960000004},0.48651462084485425,38.037406011852646,26.927227083148246,30.5302521949693,9.6036145187374906,{"$f":"Data!$AZ$5","v":75.3},{"$f":" IF(Data!$AZ$2,1,R31) * (1 + E31/F31)","v":23.147352403289077},0.43445724957132481,1.2049903180572434,4.6536060922317102]
[27,{"$f":"SUMIF(Data!$A:$A,$A32,Data!G:G)/ SUMIF(Data!$A:$A,$A32,Data!F:F)","v":0.375909458367017},{"$f":"SUMIFS(Data!L:L,Data!$A:$A,$A32,Data!L:L,\">=\"&0)","v":18909.938399999999},{"$f":"SUMIFS(Data!M:M,Data!$A:$A,$A32,Data!M:M,\">=\"&0)","v":18836.680195999998},{"$f":"SUMIFS(Data!N:N,Data!$A:$A,$A32,Data!N:N,\">=\"&0)*1000","v":134.73310000000001},{"$f":"SUMIFS(Data!O:O,Data!$A:$A,$A32,Data!O:O,\">=\"&0)*1000","v":7.3185999920000002},{"$f":"SUMIFS(Data!R:R,Data!$A:$A,$A32,Data!R:R,\">=\"&0)","v":17888.362998999997},{"$f":"SUMIFS(Data!S:S,Data!$A:$A,$A32,Data!S:S,\">=\"&0)","v":17824.805323},{"$f":"SUMIFS(Data!AA:AA,Data!$A:$A,$A32,Data!AA:AA,\">=\"&0)*1000","v":8.0453000040000013},{"$f":"SUMIFS(Data!AG:AG,Data!$A:$A,$A32,Data!AG:AG,\">=\"&0)*1000","v":6.490100009999999},{"$f":"SUMIFS(Data!AM:AM,Data!$A:$A,$A32,Data!AM:AM,\">=\"&0)*1000","v":7.0591998999999994},{"$f":"SUMIFS(Data!AS:AS,Data!$A:$A,$A32,Data!AS:AS,\">=\"&0)*1000","v":5.3214999999999995},0.38740583099943665,35.674743400744866,26.724981741668973,23.962650677242834,9.0326030308216847,{"$f":"Data!$AZ$5","v":75.3},{"$f":" IF(Data!$AZ$2,1,R32) * (1 + E32/F32)","v":19.409682199775567},0.35530180153181007,0.62312900929886195,5.6767793794322063]
[28,{"$f":"SUMIF(Data!$A:$A,$A33,Data!G:G)/ SUMIF(Data!$A:$A,$A33,Data!F:F)","v":0.59411146161934802},{"$f":"SUMIFS(Data!L:L,Data!$A:$A,$A33,Data!L:L,\">=\"&0)","v":6764.6873000000014},{"$f":"SUMIFS(Data!M:M,Data!$A:$A,$A33,Data!M:M,\">=\"&0)","v":6742.7959814000005},{"$f":"SUMIFS(Data!N:N,Data!$A:$A,$A33,Data!N:N,\">=\"&0)*1000","v":50.347898869999995},{"$f":"SUMIFS(Data!O:O,Data!$A:$A,$A33,Data!O:O,\">=\"&0)*1000","v":3.3559000099999996},{"$f":"SUMIFS(Data!R:R,Data!$A:$A,$A33,Data!R:R,\">=\"&0)","v":6307.2420900000006},{"$f":"SUMIFS(Data!S:S,Data!$A:$A,$A33,Data!S:S,\">=\"&0)","v":6286.5316229},{"$f":"SUMIFS(Data!AA:AA,Data!$A:$A,$A33,Data!AA:AA,\">=\"&0)*1000","v":3.6599000040000003},{"$f":"SUMIFS(Data!AG:AG,Data!$A:$A,$A33,Data!AG:AG,\">=\"&0)*1000","v":3.1133999299999999},{"$f":"SUMIFS(Data!AM:AM,Data!$A:$A,$A33,Data!AM:AM,\">=\"&0)*1000","v":3.3579999799999998},{"$f":"SUMIFS(Data!AS:AS,Data!$A:$A,$A33,Data!AS:AS,\">=\"&0)*1000","v":2.6359999950000002},0.32361168564289561,34.181440862495315,26.612187602746278,17.55316009145027,8.306237702334796,{"$f":"Data!$AZ$5","v":75.3},{"$f":" IF(Data!$AZ$2,1,R33) * (1 + E33/F33)","v":16.0028006555535},0.32836011055983805,-7.5988097373693053E-2,7.2578074186084196]
[29,{"$f":"SUMIF(Data!$A:$A,$A34,Data!G:G)/ SUMIF(Data!$A:$A,$A34,Data!F:F)","v":0.68196202531645567},{"$f":"SUMIFS(Data!L:L,Data!$A:$A,$A34,Data!L:L,\">=\"&0)","v":12084.553530000001},{"$f":"SUMIFS(Data!M:M,Data!$A:$A,$A34,Data!M:M,\">=\"&0)","v":12040.725842},{"$f":"SUMIFS(Data!N:N,Data!$A:$A,$A34,Data!N:N,\">=\"&0)*1000","v":86.821799500000012},{"$f":"SUMIFS(Data!O:O,Data!$A:$A,$A34,Data!O:O,\">=\"&0)*1000","v":7.5089000029999999},{"$f":"SUMIFS(Data!R:R,Data!$A:$A,$A34,Data!R:R,\">=\"&0)","v":11055.699999999999},{"$f":"SUMIFS(Data!S:S,Data!$A:$A,$A34,Data!S:S,\">=\"&0)","v":11013.629891400002},{"$f":"SUMIFS(Data!AA:AA,Data!$A:$A,$A34,Data!AA:AA,\">=\"&0)*1000","v":8.1727000760000017},{"$f":"SUMIFS(Data!AG:AG,Data!$A:$A,$A34,Data!AG:AG,\">=\"&0)*1000","v":7.154800002},{"$f":"SUMIFS(Data!AM:AM,Data!$A:$A,$A34,Data!AM:AM,\">=\"&0)*1000","v":7.7222000999999993},{"$f":"SUMIFS(Data!AS:AS,Data!$A:$A,$A34,Data!AS:AS,\">=\"&0)*1000","v":5.9090999700000006},0.36267527708987041,32.484694411223735,26.870552880055225,14.226813799344008,8.1221636280195959,{"$f":"Data!$AZ$5","v":75.3},{"$f":" IF(Data!$AZ$2,1,R34) * (1 + E34/F34)","v":12.562519072742006},0.38052867389669753,-0.224283637898997,9.3256806405126014]
[30,{"$f":"SUMIF(Data!$A:$A,$A35,Data!G:G)/ SUMIF(Data!$A:$A,$A35,Data!F:F)","v":0.58503079109426814},{"$f":"SUMIFS(Data!L:L,Data!$A:$A,$A35,Data!L:L,\">=\"&0)","v":14430.1744},{"$f":"SUMIFS(Data!M:M,Data!$A:$A,$A35,Data!M:M,\">=\"&0)","v":14374.308456000001},{"$f":"SUMIFS(Data!N:N,Data!$A:$A,$A35,Data!N:N,\">=\"&0)*1000","v":104.27999970000002},{"$f":"SUMIFS(Data!O:O,Data!$A:$A,$A35,Data!O:O,\">=\"&0)*1000","v":7.4552999990000002},{"$f":"SUMIFS(Data!R:R,Data!$A:$A,$A35,Data!R:R,\">=\"&0)","v":13407.690489999999},{"$f":"SUMIFS(Data!S:S,Data!$A:$A,$A35,Data!S:S,\">=\"&0)","v":13355.948955199998},{"$f":"SUMIFS(Data!AA:AA,Data!$A:$A,$A35,Data!AA:AA,\">=\"&0)*1000","v":8.1328999199999998},{"$f":"SUMIFS(Data!AG:AG,Data!$A:$A,$A35,Data!AG:AG,\">=\"&0)*1000","v":6.9536999999999995},{"$f":"SUMIFS(Data!AM:AM,Data!$A:$A,$A35,Data!AM:AM,\">=\"&0)*1000","v":7.5723999790000001},{"$f":"SUMIFS(Data!AS:AS,Data!$A:$A,$A35,Data!AS:AS,\">=\"&0)*1000","v":5.7561999999999998},0.38714670004264962,33.086113574941294,26.593436922399611,16.95787738901593,8.331590547839907,{"$f":"Data!$AZ$5","v":75.3},{"$f":" IF(Data!$AZ$2,1,R35) * (1 + E35/F35)","v":14.987364655210037},0.38590937670132125,1.854421611289115E-2,7.6247633486463462]
[31,{"$f":"SUMIF(Data!$A:$A,$A36,Data!G:G)/ SUMIF(Data!$A:$A,$A36,Data!F:F)","v":0.52362542955326463},{"$f":"SUMIFS(Data!L:L,Data!$A:$A,$A36,Data!L:L,\">=\"&0)","v":16331.6878},{"$f":"SUMIFS(Data!M:M,Data!$A:$A,$A36,Data!M:M,\">=\"&0)","v":16273.486064999999},{"$f":"SUMIFS(Data!N:N,Data!$A:$A,$A36,Data!N:N,\">=\"&0)*1000","v":117.34270000000001},{"$f":"SUMIFS(Data!O:O,Data!$A:$A,$A36,Data!O:O,\">=\"&0)*1000","v":7.9314999990000006},{"$f":"SUMIFS(Data!R:R,Data!$A:$A,$A36,Data!R:R,\">=\"&0)","v":15237.009700000002},{"$f":"SUMIFS(Data!S:S,Data!$A:$A,$A36,Data!S:S,\">=\"&0)","v":15183.887107999999},{"$f":"SUMIFS(Data!AA:AA,Data!$A:$A,$A36,Data!AA:AA,\">=\"&0)*1000","v":8.6648000000000014},{"$f":"SUMIFS(Data!AG:AG,Data!$A:$A,$A36,Data!AG:AG,\">=\"&0)*1000","v":7.3174000000000001},{"$f":"SUMIFS(Data!AM:AM,Data!$A:$A,$A36,Data!AM:AM,\">=\"&0)*1000","v":7.9597999700000006},{"$f":"SUMIFS(Data!AS:AS,Data!$A:$A,$A36,Data!AS:AS,\">=\"&0)*1000","v":6.053300042},0.35637305655573792,33.697875985442991,26.630474721948165,18.413644190559509,8.4629766526636558,{"$f":"Data!$AZ$5","v":75.3},{"$f":" IF(Data!$AZ$2,1,R36) * (1 + E36/F36)","v":15.794515541170588},0.34864184670042797,0.12211071421174423,7.1760211943746599]
[32,{"$f":"SUMIF(Data!$A:$A,$A37,Data!G:G)/ SUMIF(Data!$A:$A,$A37,Data!F:F)","v":0.99895287958115186},{"$f":"SUMIFS(Data!L:L,Data!$A:$A,$A37,Data!L:L,\">=\"&0)","v":4614.7337799999987},{"$f":"SUMIFS(Data!M:M,Data!$A:$A,$A37,Data!M:M,\">=\"&0)","v":4580.4560577000002},{"$f":"SUMIFS(Data!N:N,Data!$A:$A,$A37,Data!N:N,\">=\"&0)*1000","v":34.257599989999996},{"$f":"SUMIFS(Data!O:O,Data!$A:$A,$A37,Data!O:O,\">=\"&0)*1000","v":4.839099998},{"$f":"SUMIFS(Data!R:R,Data!$A:$A,$A37,Data!R:R,\">=\"&0)","v":3961.6097399999999},{"$f":"SUMIFS(Data!S:S,Data!$A:$A,$A37,Data!S:S,\">=\"&0)","v":3927.4033089999998},{"$f":"SUMIFS(Data!AA:AA,Data!$A:$A,$A37,Data!AA:AA,\">=\"&0)*1000","v":5.2378000020000011},{"$f":"SUMIFS(Data!AG:AG,Data!$A:$A,$A37,Data!AG:AG,\">=\"&0)*1000","v":4.8209999800000007},{"$f":"SUMIFS(Data!AM:AM,Data!$A:$A,$A37,Data!AM:AM,\">=\"&0)*1000","v":5.2237999999999998},{"$f":"SUMIFS(Data!AS:AS,Data!$A:$A,$A37,Data!AS:AS,\">=\"&0)*1000","v":4.0308999880000007},0.74278872702378229,30.117361068481586,26.623354715835145,8.6455097226530331,7.6119745665692022,{"$f":"Data!$AZ$5","v":75.3},{"$f":" IF(Data!$AZ$2,1,R37) * (1 + E37/F37)","v":8.0793329346693934},0.86344777110730919,-0.97484458872976509,16.628105068900645]
[33,{"$f":"SUMIF(Data!$A:$A,$A38,Data!G:G)/ SUMIF(Data!$A:$A,$A38,Data!F:F)","v":0.92618384401114207},{"$f":"SUMIFS(Data!L:L,Data!$A:$A,$A38,Data!L:L,\">=\"&0)","v":7624.4992800000009},{"$f":"SUMIFS(Data!M:M,Data!$A:$A,$A38,Data!M:M,\">=\"&0)","v":7579.8443759999991},{"$f":"SUMIFS(Data!N:N,Data!$A:$A,$A38,Data!N:N,\">=\"&0)*1000","v":53.743299989999997},{"$f":"SUMIFS(Data!O:O,Data!$A:$A,$A38,Data!O:O,\">=\"&0)*1000","v":6.9877000290000009},{"$f":"SUMIFS(Data!R:R,Data!$A:$A,$A38,Data!R:R,\">=\"&0)","v":6658.9376700000003},{"$f":"SUMIFS(Data!S:S,Data!$A:$A,$A38,Data!S:S,\">=\"&0)","v":6614.1092279999993},{"$f":"SUMIFS(Data!AA:AA,Data!$A:$A,$A38,Data!AA:AA,\">=\"&0)*1000","v":7.57160002},{"$f":"SUMIFS(Data!AG:AG,Data!$A:$A,$A38,Data!AG:AG,\">=\"&0)*1000","v":6.9103997999999995},{"$f":"SUMIFS(Data!AM:AM,Data!$A:$A,$A38,Data!AM:AM,\">=\"&0)*1000","v":7.4294000000000002},{"$f":"SUMIFS(Data!AS:AS,Data!$A:$A,$A38,Data!AS:AS,\">=\"&0)*1000","v":5.7162999790000004},0.58567654556853477,30.830074241181737,26.970403399463848,9.5681905408714574,7.7117120484132329,{"$f":"Data!$AZ$5","v":75.3},{"$f":" IF(Data!$AZ$2,1,R38) * (1 + E38/F38)","v":8.6911286642181622},0.6732071123290887,-0.76073941776791176,14.601136974147355]
[34,{"$f":"SUMIF(Data!$A:$A,$A39,Data!G:G)/ SUMIF(Data!$A:$A,$A39,Data!F:F)","v":0.92563739376770537},{"$f":"SUMIFS(Data!L:L,Data!$A:$A,$A39,Data!L:L,\">=\"&0)","v":7557.9044999999996},{"$f":"SUMIFS(Data!M:M,Data!$A:$A,$A39,Data!M:M,\">=\"&0)","v":7521.1905505000004},{"$f":"SUMIFS(Data!N:N,Data!$A:$A,$A39,Data!N:N,\">=\"&0)*1000","v":54.073},{"$f":"SUMIFS(Data!O:O,Data!$A:$A,$A39,Data!O:O,\">=\"&0)*1000","v":6.7679000900000004},{"$f":"SUMIFS(Data!R:R,Data!$A:$A,$A39,Data!R:R,\">=\"&0)","v":6632.0005999999994},{"$f":"SUMIFS(Data!S:S,Data!$A:$A,$A39,Data!S:S,\">=\"&0)","v":6595.1141533999989},{"$f":"SUMIFS(Data!AA:AA,Data!$A:$A,$A39,Data!AA:AA,\">=\"&0)*1000","v":7.3327999999999989},{"$f":"SUMIFS(Data!AG:AG,Data!$A:$A,$A39,Data!AG:AG,\">=\"&0)*1000","v":6.6813999099999997},{"$f":"SUMIFS(Data!AM:AM,Data!$A:$A,$A39,Data!AM:AM,\">=\"&0)*1000","v":7.2035},{"$f":"SUMIFS(Data!AS:AS,Data!$A:$A,$A39,Data!AS:AS,\">=\"&0)*1000","v":5.5374999599999999},0.48576889930269984,30.776110425543557,26.866145993609937,9.7494551856573288,7.7037408629718307,{"$f":"Data!$AZ$5","v":75.3},{"$f":" IF(Data!$AZ$2,1,R39) * (1 + E39/F39)","v":8.989627400069967},0.55618883086350235,-0.63304894627004205,14.041855463905485]
[35,{"$f":"SUMIF(Data!$A:$A,$A40,Data!G:G)/ SUMIF(Data!$A:$A,$A40,Data!F:F)","v":0.29819596745666782},{"$f":"SUMIFS(Data!L:L,Data!$A:$A,$A40,Data!L:L,\">=\"&0)","v":21257.874899999999},{"$f":"SUMIFS(Data!M:M,Data!$A:$A,$A40,Data!M:M,\">=\"&0)","v":21183.814688000006},{"$f":"SUMIFS(Data!N:N,Data!$A:$A,$A40,Data!N:N,\">=\"&0)*1000","v":155.46669997000001},{"$f":"SUMIFS(Data!O:O,Data!$A:$A,$A40,Data!O:O,\">=\"&0)*1000","v":7.9327999700000014},{"$f":"SUMIFS(Data!R:R,Data!$A:$A,$A40,Data!R:R,\">=\"&0)","v":20176.558700000001},{"$f":"SUMIFS(Data!S:S,Data!$A:$A,$A40,Data!S:S,\">=\"&0)","v":20112.184796999998},{"$f":"SUMIFS(Data!AA:AA,Data!$A:$A,$A40,Data!AA:AA,\">=\"&0)*1000","v":8.7181998800000002},{"$f":"SUMIFS(Data!AG:AG,Data!$A:$A,$A40,Data!AG:AG,\">=\"&0)*1000","v":6.9482998799999995},{"$f":"SUMIFS(Data!AM:AM,Data!$A:$A,$A40,Data!AM:AM,\">=\"&0)*1000","v":7.6478999750000005},{"$f":"SUMIFS(Data!AS:AS,Data!$A:$A,$A40,Data!AS:AS,\">=\"&0)*1000","v":5.7308001199999987},0.34838953728151373,35.582911616254847,26.350737322443745,25.472418153604526,9.0087394279838247,{"$f":"Data!$AZ$5","v":75.3},{"$f":" IF(Data!$AZ$2,1,R40) * (1 + E40/F40)","v":20.597960437416649},0.31905293641577903,0.60427414400068635,5.3282619557068589]
[36,{"$f":"SUMIF(Data!$A:$A,$A41,Data!G:G)/ SUMIF(Data!$A:$A,$A41,Data!F:F)","v":0.55358410220014198},{"$f":"SUMIFS(Data!L:L,Data!$A:$A,$A41,Data!L:L,\">=\"&0)","v":10048.2523},{"$f":"SUMIFS(Data!M:M,Data!$A:$A,$A41,Data!M:M,\">=\"&0)","v":10012.279989999999},{"$f":"SUMIFS(Data!N:N,Data!$A:$A,$A41,Data!N:N,\">=\"&0)*1000","v":75.567000100000001},{"$f":"SUMIFS(Data!O:O,Data!$A:$A,$A41,Data!O:O,\">=\"&0)*1000","v":4.5680000139999999},{"$f":"SUMIFS(Data!R:R,Data!$A:$A,$A41,Data!R:R,\">=\"&0)","v":9430.5113999999994},{"$f":"SUMIFS(Data!S:S,Data!$A:$A,$A41,Data!S:S,\">=\"&0)","v":9396.3095799999992},{"$f":"SUMIFS(Data!AA:AA,Data!$A:$A,$A41,Data!AA:AA,\">=\"&0)*1000","v":4.9824000000000002},{"$f":"SUMIFS(Data!AG:AG,Data!$A:$A,$A41,Data!AG:AG,\">=\"&0)*1000","v":4.1891000199999997},{"$f":"SUMIFS(Data!AM:AM,Data!$A:$A,$A41,Data!AM:AM,\">=\"&0)*1000","v":4.6187999999999994},{"$f":"SUMIFS(Data!AS:AS,Data!$A:$A,$A41,Data!AS:AS,\">=\"&0)*1000","v":3.5792999999999995},0.35799568846416224,33.497835497835503,25.86628205868206,18.937241321824551,8.3172765333975658,{"$f":"Data!$AZ$5","v":75.3},{"$f":" IF(Data!$AZ$2,1,R41) * (1 + E41/F41)","v":17.542688237391062},0.36267195435446087,-8.203427462865473E-2,6.5554503579904333]
[37,{"$f":"SUMIF(Data!$A:$A,$A42,Data!G:G)/ SUMIF(Data!$A:$A,$A42,Data!F:F)","v":0.42},{"$f":"SUMIFS(Data!L:L,Data!$A:$A,$A42,Data!L:L,\">=\"&0)","v":19421.407600000002},{"$f":"SUMIFS(Data!M:M,Data!$A:$A,$A42,Data!M:M,\">=\"&0)","v":19349.47162},{"$f":"SUMIFS(Data!N:N,Data!$A:$A,$A42,Data!N:N,\">=\"&0)*1000","v":140.3020999},{"$f":"SUMIFS(Data!O:O,Data!$A:$A,$A42,Data!O:O,\">=\"&0)*1000","v":8.7045001500000012},{"$f":"SUMIFS(Data!R:R,Data!$A:$A,$A42,Data!R:R,\">=\"&0)","v":18223.301159999999},{"$f":"SUMIFS(Data!S:S,Data!$A:$A,$A42,Data!S:S,\">=\"&0)","v":18160.274979999998},{"$f":"SUMIFS(Data!AA:AA,Data!$A:$A,$A42,Data!AA:AA,\">=\"&0)*1000","v":9.5414999999999992},{"$f":"SUMIFS(Data!AG:AG,Data!$A:$A,$A42,Data!AG:AG,\">=\"&0)*1000","v":7.8870998999999999},{"$f":"SUMIFS(Data!AM:AM,Data!$A:$A,$A42,Data!AM:AM,\">=\"&0)*1000","v":8.6453999799999988},{"$f":"SUMIFS(Data!AS:AS,Data!$A:$A,$A42,Data!AS:AS,\">=\"&0)*1000","v":6.5241000040000001},0.3703952951381444,34.224296564080106,26.425304819783772,20.976025674532139,8.7722040559660268,{"$f":"Data!$AZ$5","v":75.3},{"$f":" IF(Data!$AZ$2,1,R42) * (1 + E42/F42)","v":17.118340798695947},0.34585489998015678,0.42009084764909987,6.5483404921438115]
[38,{"$f":"SUMIF(Data!$A:$A,$A43,Data!G:G)/ SUMIF(Data!$A:$A,$A43,Data!F:F)","v":0.74175517048630524},{"$f":"SUMIFS(Data!L:L,Data!$A:$A,$A43,Data!L:L,\">=\"&0)","v":11237.4105},{"$f":"SUMIFS(Data!M:M,Data!$A:$A,$A43,Data!M:M,\">=\"&0)","v":11199.433617999999},{"$f":"SUMIFS(Data!N:N,Data!$A:$A,$A43,Data!N:N,\">=\"&0)*1000","v":80.898199699999978},{"$f":"SUMIFS(Data!O:O,Data!$A:$A,$A43,Data!O:O,\">=\"&0)*1000","v":7.2658998499999994},{"$f":"SUMIFS(Data!R:R,Data!$A:$A,$A43,Data!R:R,\">=\"&0)","v":10236.314699999999},{"$f":"SUMIFS(Data!S:S,Data!$A:$A,$A43,Data!S:S,\">=\"&0)","v":10199.320269999998},{"$f":"SUMIFS(Data!AA:AA,Data!$A:$A,$A43,Data!AA:AA,\">=\"&0)*1000","v":7.8887},{"$f":"SUMIFS(Data!AG:AG,Data!$A:$A,$A43,Data!AG:AG,\">=\"&0)*1000","v":6.9664001039999999},{"$f":"SUMIFS(Data!AM:AM,Data!$A:$A,$A43,Data!AM:AM,\">=\"&0)*1000","v":7.4993000000000007},{"$f":"SUMIFS(Data!AS:AS,Data!$A:$A,$A43,Data!AS:AS,\">=\"&0)*1000","v":5.7495000000000003},0.33795047355439084,32.225397188250078,26.954509681106408,13.239261056373008,7.8948388200844377,{"$f":"Data!$AZ$5","v":75.3},{"$f":" IF(Data!$AZ$2,1,R43) * (1 + E43/F43)","v":12.133954688351503},0.36140379701300751,-0.28458156413810604,9.8056862763855612]
[39,{"$f":"SUMIF(Data!$A:$A,$A44,Data!G:G)/ SUMIF(Data!$A:$A,$A44,Data!F:F)","v":0.20711874808223382},{"$f":"SUMIFS(Data!L:L,Data!$A:$A,$A44,Data!L:L,\">=\"&0)","v":24990.3845},{"$f":"SUMIFS(Data!M:M,Data!$A:$A,$A44,Data!M:M,\">=\"&0)","v":24881.745039999998},{"$f":"SUMIFS(Data!N:N,Data!$A:$A,$A44,Data!N:N,\">=\"&0)*1000","v":183.32400099999995},{"$f":"SUMIFS(Data!O:O,Data!$A:$A,$A44,Data!O:O,\">=\"&0)*1000","v":8.3905999000000016},{"$f":"SUMIFS(Data!R:R,Data!$A:$A,$A44,Data!R:R,\">=\"&0)","v":23848.584300000002},{"$f":"SUMIFS(Data!S:S,Data!$A:$A,$A44,Data!S:S,\">=\"&0)","v":23752.45234},{"$f":"SUMIFS(Data!AA:AA,Data!$A:$A,$A44,Data!AA:AA,\">=\"&0)*1000","v":9.2550001000000002},{"$f":"SUMIFS(Data!AG:AG,Data!$A:$A,$A44,Data!AG:AG,\">=\"&0)*1000","v":7.1528999999999989},{"$f":"SUMIFS(Data!AM:AM,Data!$A:$A,$A44,Data!AM:AM,\">=\"&0)*1000","v":7.945299770000001},{"$f":"SUMIFS(Data!AS:AS,Data!$A:$A,$A44,Data!AS:AS,\">=\"&0)*1000","v":5.9197999700000015},0.43472504394641126,36.466060031208094,26.087880285152327,29.388081757049612,9.3398183755827091,{"$f":"Data!$AZ$5","v":75.3},{"$f":" IF(Data!$AZ$2,1,R44) * (1 + E44/F44)","v":22.848735869291051},0.40309294166363757,0.72275355004949449,4.7544257065963214]
[40,{"$f":"SUMIF(Data!$A:$A,$A45,Data!G:G)/ SUMIF(Data!$A:$A,$A45,Data!F:F)","v":1},{"$f":"SUMIFS(Data!L:L,Data!$A:$A,$A45,Data!L:L,\">=\"&0)","v":1420.2445003000003},{"$f":"SUMIFS(Data!M:M,Data!$A:$A,$A45,Data!M:M,\">=\"&0)","v":1411.9674626999999},{"$f":"SUMIFS(Data!N:N,Data!$A:$A,$A45,Data!N:N,\">=\"&0)*1000","v":13.0069},{"$f":"SUMIFS(Data!O:O,Data!$A:$A,$A45,Data!O:O,\">=\"&0)*1000","v":1.8264999999999998},{"$f":"SUMIFS(Data!R:R,Data!$A:$A,$A45,Data!R:R,\">=\"&0)","v":1183.2784999999999},{"$f":"SUMIFS(Data!S:S,Data!$A:$A,$A45,Data!S:S,\">=\"&0)","v":1175.7971183},{"$f":"SUMIFS(Data!AA:AA,Data!$A:$A,$A45,Data!AA:AA,\">=\"&0)*1000","v":1.9772000200000002},{"$f":"SUMIFS(Data!AG:AG,Data!$A:$A,$A45,Data!AG:AG,\">=\"&0)*1000","v":1.8178000010000002},{"$f":"SUMIFS(Data!AM:AM,Data!$A:$A,$A45,Data!AM:AM,\">=\"&0)*1000","v":1.9503000240000001},{"$f":"SUMIFS(Data!AS:AS,Data!$A:$A,$A45,Data!AS:AS,\">=\"&0)*1000","v":1.498099998},0.58278962518439203,30.594869404098617,27.069880243660137,8.7688424971015255,7.6218904751983789,{"$f":"Data!$AZ$5","v":75.3},{"$f":" IF(Data!$AZ$2,1,R45) * (1 + E45/F45)","v":8.1212154393649065},0.63225873705978175,-0.40174931513408479,20.085977480661079]
[41,{"$f":"SUMIF(Data!$A:$A,$A46,Data!G:G)/ SUMIF(Data!$A:$A,$A46,Data!F:F)","v":0.29623774897249444},{"$f":"SUMIFS(Data!L:L,Data!$A:$A,$A46,Data!L:L,\">=\"&0)","v":23681.464499999998},{"$f":"SUMIFS(Data!M:M,Data!$A:$A,$A46,Data!M:M,\">=\"&0)","v":23588.724340000001},{"$f":"SUMIFS(Data!N:N,Data!$A:$A,$A46,Data!N:N,\">=\"&0)*1000","v":170.8965},{"$f":"SUMIFS(Data!O:O,Data!$A:$A,$A46,Data!O:O,\">=\"&0)*1000","v":8.9493999899999999},{"$f":"SUMIFS(Data!R:R,Data!$A:$A,$A46,Data!R:R,\">=\"&0)","v":22448.675399999996},{"$f":"SUMIFS(Data!S:S,Data!$A:$A,$A46,Data!S:S,\">=\"&0)","v":22367.110550000001},{"$f":"SUMIFS(Data!AA:AA,Data!$A:$A,$A46,Data!AA:AA,\">=\"&0)*1000","v":9.8359000000000005},{"$f":"SUMIFS(Data!AG:AG,Data!$A:$A,$A46,Data!AG:AG,\">=\"&0)*1000","v":7.8412999699999997},{"$f":"SUMIFS(Data!AM:AM,Data!$A:$A,$A46,Data!AM:AM,\">=\"&0)*1000","v":8.5993000000000013},{"$f":"SUMIFS(Data!AS:AS,Data!$A:$A,$A46,Data!AS:AS,\">=\"&0)*1000","v":6.4247000350000008},0.39161496958939157,35.686563137602178,26.514301286673657,25.437109122608923,9.0129018188472863,{"$f":"Data!$AZ$5","v":75.3},{"$f":" IF(Data!$AZ$2,1,R46) * (1 + E46/F46)","v":20.09586119638843},0.36333925519719179,0.56822483165436943,5.4616522204295137]
[42,{"$f":"SUMIF(Data!$A:$A,$A47,Data!G:G)/ SUMIF(Data!$A:$A,$A47,Data!F:F)","v":0.20481927710843373},{"$f":"SUMIFS(Data!L:L,Data!$A:$A,$A47,Data!L:L,\">=\"&0)","v":26307.5622},{"$f":"SUMIFS(Data!M:M,Data!$A:$A,$A47,Data!M:M,\">=\"&0)","v":26192.398500000003},{"$f":"SUMIFS(Data!N:N,Data!$A:$A,$A47,Data!N:N,\">=\"&0)*1000","v":191.5856},{"$f":"SUMIFS(Data!O:O,Data!$A:$A,$A47,Data!O:O,\">=\"&0)*1000","v":8.8679000000000023},{"$f":"SUMIFS(Data!R:R,Data!$A:$A,$A47,Data!R:R,\">=\"&0)","v":25097.010400000006},{"$f":"SUMIFS(Data!S:S,Data!$A:$A,$A47,Data!S:S,\">=\"&0)","v":24995.078740000001},{"$f":"SUMIFS(Data!AA:AA,Data!$A:$A,$A47,Data!AA:AA,\">=\"&0)*1000","v":9.76950012},{"$f":"SUMIFS(Data!AG:AG,Data!$A:$A,$A47,Data!AG:AG,\">=\"&0)*1000","v":7.5496999999999996},{"$f":"SUMIFS(Data!AM:AM,Data!$A:$A,$A47,Data!AM:AM,\">=\"&0)*1000","v":8.2812999900000008},{"$f":"SUMIFS(Data!AS:AS,Data!$A:$A,$A47,Data!AS:AS,\">=\"&0)*1000","v":6.1676000000000002},0.43775891937261041,37.040734905808456,26.538770906650754,29.402494403751156,9.2287231580483127,{"$f":"Data!$AZ$5","v":75.3},{"$f":" IF(Data!$AZ$2,1,R47) * (1 + E47/F47)","v":22.604393373854005},0.40615060668742292,0.71448673381975758,4.7902219971162285]
[43,{"$f":"SUMIF(Data!$A:$A,$A48,Data!G:G)/ SUMIF(Data!$A:$A,$A48,Data!F:F)","v":0.51535714285714285},{"$f":"SUMIFS(Data!L:L,Data!$A:$A,$A48,Data!L:L,\">=\"&0)","v":19620.834099999996},{"$f":"SUMIFS(Data!M:M,Data!$A:$A,$A48,Data!M:M,\">=\"&0)","v":19554.887669999996},{"$f":"SUMIFS(Data!N:N,Data!$A:$A,$A48,Data!N:N,\">=\"&0)*1000","v":137.43950099999998},{"$f":"SUMIFS(Data!O:O,Data!$A:$A,$A48,Data!O:O,\">=\"&0)*1000","v":9.8383001000000014},{"$f":"SUMIFS(Data!R:R,Data!$A:$A,$A48,Data!R:R,\">=\"&0)","v":18237.153200000001},{"$f":"SUMIFS(Data!S:S,Data!$A:$A,$A48,Data!S:S,\">=\"&0)","v":18177.62313},{"$f":"SUMIFS(Data!AA:AA,Data!$A:$A,$A48,Data!AA:AA,\">=\"&0)*1000","v":10.745499899999999},{"$f":"SUMIFS(Data!AG:AG,Data!$A:$A,$A48,Data!AG:AG,\">=\"&0)*1000","v":9.0936999800000002},{"$f":"SUMIFS(Data!AM:AM,Data!$A:$A,$A48,Data!AM:AM,\">=\"&0)*1000","v":9.7787000000000006},{"$f":"SUMIFS(Data!AS:AS,Data!$A:$A,$A48,Data!AS:AS,\">=\"&0)*1000","v":7.420799999999999},0.33610411088486791,34.100258280673465,27.094872471266807,18.164222743578982,8.4426020980187033,{"$f":"Data!$AZ$5","v":75.3},{"$f":" IF(Data!$AZ$2,1,R48) * (1 + E48/F48)","v":14.96984231046174},0.32642194396875879,0.14494051195772326,7.5767031264224238]
[44,{"$f":"SUMIF(Data!$A:$A,$A49,Data!G:G)/ SUMIF(Data!$A:$A,$A49,Data!F:F)","v":0.69000388953714509},{"$f":"SUMIFS(Data!L:L,Data!$A:$A,$A49,Data!L:L,\">=\"&0)","v":16902.9529},{"$f":"SUMIFS(Data!M:M,Data!$A:$A,$A49,Data!M:M,\">=\"&0)","v":16842.128070000002},{"$f":"SUMIFS(Data!N:N,Data!$A:$A,$A49,Data!N:N,\">=\"&0)*1000","v":117.96689999999998},{"$f":"SUMIFS(Data!O:O,Data!$A:$A,$A49,Data!O:O,\">=\"&0)*1000","v":10.2865001},{"$f":"SUMIFS(Data!R:R,Data!$A:$A,$A49,Data!R:R,\">=\"&0)","v":15459.9498},{"$f":"SUMIFS(Data!S:S,Data!$A:$A,$A49,Data!S:S,\">=\"&0)","v":15400.654379999998},{"$f":"SUMIFS(Data!AA:AA,Data!$A:$A,$A49,Data!AA:AA,\">=\"&0)*1000","v":11.202199900000004},{"$f":"SUMIFS(Data!AG:AG,Data!$A:$A,$A49,Data!AG:AG,\">=\"&0)*1000","v":9.7759998999999986},{"$f":"SUMIFS(Data!AM:AM,Data!$A:$A,$A49,Data!AM:AM,\">=\"&0)*1000","v":10.455300000000003},{"$f":"SUMIFS(Data!AS:AS,Data!$A:$A,$A49,Data!AS:AS,\">=\"&0)*1000","v":8.0139001000000007},0.35984736134476092,33.059309947542801,27.217579553435701,14.588789019934477,8.1742854811937775,{"$f":"Data!$AZ$5","v":75.3},{"$f":" IF(Data!$AZ$2,1,R49) * (1 + E49/F49)","v":12.468128017614076},0.38354212508505164,-0.29542934766106488,9.359821046772975]
[45,{"$f":"SUMIF(Data!$A:$A,$A50,Data!G:G)/ SUMIF(Data!$A:$A,$A50,Data!F:F)","v":0.94072948328267481},{"$f":"SUMIFS(Data!L:L,Data!$A:$A,$A50,Data!L:L,\">=\"&0)","v":7283.3863400000009},{"$f":"SUMIFS(Data!M:M,Data!$A:$A,$A50,Data!M:M,\">=\"&0)","v":7236.9991622999987},{"$f":"SUMIFS(Data!N:N,Data!$A:$A,$A50,Data!N:N,\">=\"&0)*1000","v":50.519099319999995},{"$f":"SUMIFS(Data!O:O,Data!$A:$A,$A50,Data!O:O,\">=\"&0)*1000","v":6.4376999999999995},{"$f":"SUMIFS(Data!R:R,Data!$A:$A,$A50,Data!R:R,\">=\"&0)","v":6368.6616999999997},{"$f":"SUMIFS(Data!S:S,Data!$A:$A,$A50,Data!S:S,\">=\"&0)","v":6323.8790399999998},{"$f":"SUMIFS(Data!AA:AA,Data!$A:$A,$A50,Data!AA:AA,\">=\"&0)*1000","v":6.9779000040000003},{"$f":"SUMIFS(Data!AG:AG,Data!$A:$A,$A50,Data!AG:AG,\">=\"&0)*1000","v":6.3496000389999994},{"$f":"SUMIFS(Data!AM:AM,Data!$A:$A,$A50,Data!AM:AM,\">=\"&0)*1000","v":6.7438000000000002},{"$f":"SUMIFS(Data!AS:AS,Data!$A:$A,$A50,Data!AS:AS,\">=\"&0)*1000","v":5.1882000000000001},0.63689025316762482,31.504885600411413,27.465929795577264,9.8951108910940491,7.7415841971128501,{"$f":"Data!$AZ$5","v":75.3},{"$f":" IF(Data!$AZ$2,1,R50) * (1 + E50/F50)","v":8.8473832766360658},0.70317222219543951,-0.58642198431919734,14.439240797053564]
[46,{"$f":"SUMIF(Data!$A:$A,$A51,Data!G:G)/ SUMIF(Data!$A:$A,$A51,Data!F:F)","v":0.48513379583746286},{"$f":"SUMIFS(Data!L:L,Data!$A:$A,$A51,Data!L:L,\">=\"&0)","v":12044.0661},{"$f":"SUMIFS(Data!M:M,Data!$A:$A,$A51,Data!M:M,\">=\"&0)","v":11990.166597500001},{"$f":"SUMIFS(Data!N:N,Data!$A:$A,$A51,Data!N:N,\">=\"&0)*1000","v":84.832700300000013},{"$f":"SUMIFS(Data!O:O,Data!$A:$A,$A51,Data!O:O,\">=\"&0)*1000","v":7.3679000100000005},{"$f":"SUMIFS(Data!R:R,Data!$A:$A,$A51,Data!R:R,\">=\"&0)","v":11025.117199999999},{"$f":"SUMIFS(Data!S:S,Data!$A:$A,$A51,Data!S:S,\">=\"&0)","v":10977.993320599999},{"$f":"SUMIFS(Data!AA:AA,Data!$A:$A,$A51,Data!AA:AA,\">=\"&0)*1000","v":8.0452999799999994},{"$f":"SUMIFS(Data!AG:AG,Data!$A:$A,$A51,Data!AG:AG,\">=\"&0)*1000","v":6.9177001219999994},{"$f":"SUMIFS(Data!AM:AM,Data!$A:$A,$A51,Data!AM:AM,\">=\"&0)*1000","v":7.5097999999999994},{"$f":"SUMIFS(Data!AS:AS,Data!$A:$A,$A51,Data!AS:AS,\">=\"&0)*1000","v":5.5134998999999993},0.44751915219062571,32.682462321171045,27.034013683613999,16.300213049333443,8.4198224016999177,{"$f":"Data!$AZ$5","v":75.3},{"$f":" IF(Data!$AZ$2,1,R51) * (1 + E51/F51)","v":12.513823502607496},0.42742293388046781,0.25148052900318502,9.2200208848795651]
[47,{"$f":"SUMIF(Data!$A:$A,$A52,Data!G:G)/ SUMIF(Data!$A:$A,$A52,Data!F:F)","v":0.54416761041902606},{"$f":"SUMIFS(Data!L:L,Data!$A:$A,$A52,Data!L:L,\">=\"&0)","v":12946.243119999999},{"$f":"SUMIFS(Data!M:M,Data!$A:$A,$A52,Data!M:M,\">=\"&0)","v":12892.162509999998},{"$f":"SUMIFS(Data!N:N,Data!$A:$A,$A52,Data!N:N,\">=\"&0)*1000","v":93.101099200000007},{"$f":"SUMIFS(Data!O:O,Data!$A:$A,$A52,Data!O:O,\">=\"&0)*1000","v":5.8202000500000004},{"$f":"SUMIFS(Data!R:R,Data!$A:$A,$A52,Data!R:R,\">=\"&0)","v":12139.706099999999},{"$f":"SUMIFS(Data!S:S,Data!$A:$A,$A52,Data!S:S,\">=\"&0)","v":12088.098086},{"$f":"SUMIFS(Data!AA:AA,Data!$A:$A,$A52,Data!AA:AA,\">=\"&0)*1000","v":6.3358998999999994},{"$f":"SUMIFS(Data!AG:AG,Data!$A:$A,$A52,Data!AG:AG,\">=\"&0)*1000","v":5.3105000200000001},{"$f":"SUMIFS(Data!AM:AM,Data!$A:$A,$A52,Data!AM:AM,\">=\"&0)*1000","v":5.7347000300000008},{"$f":"SUMIFS(Data!AS:AS,Data!$A:$A,$A52,Data!AS:AS,\">=\"&0)*1000","v":4.4277000100000006},0.41773207484767899,34.599845912779692,26.75439936106504,19.308913965506381,8.1393307681517975,{"$f":"Data!$AZ$5","v":75.3},{"$f":" IF(Data!$AZ$2,1,R52) * (1 + E52/F52)","v":16.99620260475411},0.42511749110630825,-0.12552403105210802,6.6517033389333236]
[48,{"$f":"SUMIF(Data!$A:$A,$A53,Data!G:G)/ SUMIF(Data!$A:$A,$A53,Data!F:F)","v":0.16473684210526315},{"$f":"SUMIFS(Data!L:L,Data!$A:$A,$A53,Data!L:L,\">=\"&0)","v":31194.826300000001},{"$f":"SUMIFS(Data!M:M,Data!$A:$A,$A53,Data!M:M,\">=\"&0)","v":31030.376319999999},{"$f":"SUMIFS(Data!N:N,Data!$A:$A,$A53,Data!N:N,\">=\"&0)*1000","v":217.27689999999996},{"$f":"SUMIFS(Data!O:O,Data!$A:$A,$A53,Data!O:O,\">=\"&0)*1000","v":9.7109998999999991},{"$f":"SUMIFS(Data!R:R,Data!$A:$A,$A53,Data!R:R,\">=\"&0)","v":29815.6558},{"$f":"SUMIFS(Data!S:S,Data!$A:$A,$A53,Data!S:S,\">=\"&0)","v":29667.853599999999},{"$f":"SUMIFS(Data!AA:AA,Data!$A:$A,$A53,Data!AA:AA,\">=\"&0)*1000","v":10.671300230000002},{"$f":"SUMIFS(Data!AG:AG,Data!$A:$A,$A53,Data!AG:AG,\">=\"&0)*1000","v":8.1562999999999999},{"$f":"SUMIFS(Data!AM:AM,Data!$A:$A,$A53,Data!AM:AM,\">=\"&0)*1000","v":8.8669000000000011},{"$f":"SUMIFS(Data!AS:AS,Data!$A:$A,$A53,Data!AS:AS,\">=\"&0)*1000","v":6.6001000299999992},0.52717068663402444,37.960121112936129,26.865184359429822,30.83506283486388,8.9989064997002988,{"$f":"Data!$AZ$5","v":75.3},{"$f":" IF(Data!$AZ$2,1,R53) * (1 + E53/F53)","v":23.374307716757361},0.49572010420110196,0.73513559165837339,4.5925894686227098]
[49,{"$f":"SUMIF(Data!$A:$A,$A54,Data!G:G)/ SUMIF(Data!$A:$A,$A54,Data!F:F)","v":0.42545342760528743},{"$f":"SUMIFS(Data!L:L,Data!$A:$A,$A54,Data!L:L,\">=\"&0)","v":24515.8547},{"$f":"SUMIFS(Data!M:M,Data!$A:$A,$A54,Data!M:M,\">=\"&0)","v":24421.193050000002},{"$f":"SUMIFS(Data!N:N,Data!$A:$A,$A54,Data!N:N,\">=\"&0)*1000","v":169.84829999999999},{"$f":"SUMIFS(Data!O:O,Data!$A:$A,$A54,Data!O:O,\">=\"&0)*1000","v":10.315799999999999},{"$f":"SUMIFS(Data!R:R,Data!$A:$A,$A54,Data!R:R,\">=\"&0)","v":23048.412499999999},{"$f":"SUMIFS(Data!S:S,Data!$A:$A,$A54,Data!S:S,\">=\"&0)","v":22961.907049999998},{"$f":"SUMIFS(Data!AA:AA,Data!$A:$A,$A54,Data!AA:AA,\">=\"&0)*1000","v":11.269800150000002},{"$f":"SUMIFS(Data!AG:AG,Data!$A:$A,$A54,Data!AG:AG,\">=\"&0)*1000","v":9.2651998800000008},{"$f":"SUMIFS(Data!AM:AM,Data!$A:$A,$A54,Data!AM:AM,\">=\"&0)*1000","v":9.9369000300000021},{"$f":"SUMIFS(Data!AS:AS,Data!$A:$A,$A54,Data!AS:AS,\">=\"&0)*1000","v":7.4972000999999997},0.3861242088369784,35.46337729328868,27.246791944614269,21.635801666051059,8.4651026398192322,{"$f":"Data!$AZ$5","v":75.3},{"$f":" IF(Data!$AZ$2,1,R54) * (1 + E54/F54)","v":17.464869423602629},0.3753206430160887,0.18868286637113504,6.3552473965789558]
[50,{"$f":"SUMIF(Data!$A:$A,$A55,Data!G:G)/ SUMIF(Data!$A:$A,$A55,Data!F:F)","v":0.30786644029428412},{"$f":"SUMIFS(Data!L:L,Data!$A:$A,$A55,Data!L:L,\">=\"&0)","v":26725.001},{"$f":"SUMIFS(Data!M:M,Data!$A:$A,$A55,Data!M:M,\">=\"&0)","v":26610.807099999998},{"$f":"SUMIFS(Data!N:N,Data!$A:$A,$A55,Data!N:N,\">=\"&0)*1000","v":191.05960100000001},{"$f":"SUMIFS(Data!O:O,Data!$A:$A,$A55,Data!O:O,\">=\"&0)*1000","v":10.255399990000001},{"$f":"SUMIFS(Data!R:R,Data!$A:$A,$A55,Data!R:R,\">=\"&0)","v":25307.963600000003},{"$f":"SUMIFS(Data!S:S,Data!$A:$A,$A55,Data!S:S,\">=\"&0)","v":25205.074899999996},{"$f":"SUMIFS(Data!AA:AA,Data!$A:$A,$A55,Data!AA:AA,\">=\"&0)*1000","v":11.222199999999999},{"$f":"SUMIFS(Data!AG:AG,Data!$A:$A,$A55,Data!AG:AG,\">=\"&0)*1000","v":8.9835998999999997},{"$f":"SUMIFS(Data!AM:AM,Data!$A:$A,$A55,Data!AM:AM,\">=\"&0)*1000","v":9.7369999999999983},{"$f":"SUMIFS(Data!AS:AS,Data!$A:$A,$A55,Data!AS:AS,\">=\"&0)*1000","v":7.2993000300000004},0.42729240683658731,36.092628372145406,26.909381346056303,24.918742207118981,8.6150666535973137,{"$f":"Data!$AZ$5","v":75.3},{"$f":" IF(Data!$AZ$2,1,R55) * (1 + E55/F55)","v":19.630146185063623},0.40654673614279568,0.40724054842631996,5.5771792211575688]
[51,{"$f":"SUMIF(Data!$A:$A,$A56,Data!G:G)/ SUMIF(Data!$A:$A,$A56,Data!F:F)","v":0.14942240080361627},{"$f":"SUMIFS(Data!L:L,Data!$A:$A,$A56,Data!L:L,\">=\"&0)","v":31593.884199999997},{"$f":"SUMIFS(Data!M:M,Data!$A:$A,$A56,Data!M:M,\">=\"&0)","v":31432.338149999996},{"$f":"SUMIFS(Data!N:N,Data!$A:$A,$A56,Data!N:N,\">=\"&0)*1000","v":229.05439999999996},{"$f":"SUMIFS(Data!O:O,Data!$A:$A,$A56,Data!O:O,\">=\"&0)*1000","v":10.117899959999999},{"$f":"SUMIFS(Data!R:R,Data!$A:$A,$A56,Data!R:R,\">=\"&0)","v":30212.589499999998},{"$f":"SUMIFS(Data!S:S,Data!$A:$A,$A56,Data!S:S,\">=\"&0)","v":30066.943100000004},{"$f":"SUMIFS(Data!AA:AA,Data!$A:$A,$A56,Data!AA:AA,\">=\"&0)*1000","v":11.0881001},{"$f":"SUMIFS(Data!AG:AG,Data!$A:$A,$A56,Data!AG:AG,\">=\"&0)*1000","v":8.4756999999999998},{"$f":"SUMIFS(Data!AM:AM,Data!$A:$A,$A56,Data!AM:AM,\">=\"&0)*1000","v":9.2533999700000003},{"$f":"SUMIFS(Data!AS:AS,Data!$A:$A,$A56,Data!AS:AS,\">=\"&0)*1000","v":6.8750000200000008},0.5113206371757254,37.714010126850198,26.730154783260907,30.822234151751495,8.7499222702724477,{"$f":"Data!$AZ$5","v":75.3},{"$f":" IF(Data!$AZ$2,1,R56) * (1 + E56/F56)","v":23.638531800624758},0.48207188595997102,0.69139753574217189,4.5411834700282316]
[52,{"$f":"SUMIF(Data!$A:$A,$A57,Data!G:G)/ SUMIF(Data!$A:$A,$A57,Data!F:F)","v":0.57256118579800064},{"$f":"SUMIFS(Data!L:L,Data!$A:$A,$A57,Data!L:L,\">=\"&0)","v":21221.198800000002},{"$f":"SUMIFS(Data!M:M,Data!$A:$A,$A57,Data!M:M,\">=\"&0)","v":21145.351549999999},{"$f":"SUMIFS(Data!N:N,Data!$A:$A,$A57,Data!N:N,\">=\"&0)*1000","v":151.26939949999999},{"$f":"SUMIFS(Data!O:O,Data!$A:$A,$A57,Data!O:O,\">=\"&0)*1000","v":9.7324000000000002},{"$f":"SUMIFS(Data!R:R,Data!$A:$A,$A57,Data!R:R,\">=\"&0)","v":19870.816799999997},{"$f":"SUMIFS(Data!S:S,Data!$A:$A,$A57,Data!S:S,\">=\"&0)","v":19796.456900000001},{"$f":"SUMIFS(Data!AA:AA,Data!$A:$A,$A57,Data!AA:AA,\">=\"&0)*1000","v":10.578400029999999},{"$f":"SUMIFS(Data!AG:AG,Data!$A:$A,$A57,Data!AG:AG,\">=\"&0)*1000","v":8.9141998999999998},{"$f":"SUMIFS(Data!AM:AM,Data!$A:$A,$A57,Data!AM:AM,\">=\"&0)*1000","v":9.6618000200000012},{"$f":"SUMIFS(Data!AS:AS,Data!$A:$A,$A57,Data!AS:AS,\">=\"&0)*1000","v":7.3694999000000001},0.35741265474598222,33.998603856461855,26.738646421219919,18.669091434667063,7.9974289835964889,{"$f":"Data!$AZ$5","v":75.3},{"$f":" IF(Data!$AZ$2,1,R57) * (1 + E57/F57)","v":16.542867072870003},0.37421662505587511,-0.27798584713301222,6.813818537396954]
[53,{"$f":"SUMIF(Data!$A:$A,$A58,Data!G:G)/ SUMIF(Data!$A:$A,$A58,Data!F:F)","v":0.39482758620689656},{"$f":"SUMIFS(Data!L:L,Data!$A:$A,$A58,Data!L:L,\">=\"&0)","v":25652.291699999998},{"$f":"SUMIFS(Data!M:M,Data!$A:$A,$A58,Data!M:M,\">=\"&0)","v":25560.07547},{"$f":"SUMIFS(Data!N:N,Data!$A:$A,$A58,Data!N:N,\">=\"&0)*1000","v":187.09890000000001},{"$f":"SUMIFS(Data!O:O,Data!$A:$A,$A58,Data!O:O,\">=\"&0)*1000","v":10.393599999999999},{"$f":"SUMIFS(Data!R:R,Data!$A:$A,$A58,Data!R:R,\">=\"&0)","v":24239.938200000001},{"$f":"SUMIFS(Data!S:S,Data!$A:$A,$A58,Data!S:S,\">=\"&0)","v":24154.916299999997},{"$f":"SUMIFS(Data!AA:AA,Data!$A:$A,$A58,Data!AA:AA,\">=\"&0)*1000","v":11.339599899999998},{"$f":"SUMIFS(Data!AG:AG,Data!$A:$A,$A58,Data!AG:AG,\">=\"&0)*1000","v":9.231099900000002},{"$f":"SUMIFS(Data!AM:AM,Data!$A:$A,$A58,Data!AM:AM,\">=\"&0)*1000","v":10.097},{"$f":"SUMIFS(Data!AS:AS,Data!$A:$A,$A58,Data!AS:AS,\">=\"&0)*1000","v":7.5978000000000003},0.35948534765803469,34.971990637003834,26.535290893085794,22.841265102114171,8.3424451333595879,{"$f":"Data!$AZ$5","v":75.3},{"$f":" IF(Data!$AZ$2,1,R58) * (1 + E58/F58)","v":19.001356604064043},0.35075130678346106,0.165958625252245,5.8172802279592428]
[54,{"$f":"SUMIF(Data!$A:$A,$A59,Data!G:G)/ SUMIF(Data!$A:$A,$A59,Data!F:F)","v":0.28762720942688808},{"$f":"SUMIFS(Data!L:L,Data!$A:$A,$A59,Data!L:L,\">=\"&0)","v":27646.842900000003},{"$f":"SUMIFS(Data!M:M,Data!$A:$A,$A59,Data!M:M,\">=\"&0)","v":27544.501700000001},{"$f":"SUMIFS(Data!N:N,Data!$A:$A,$A59,Data!N:N,\">=\"&0)*1000","v":202.50889999999998},{"$f":"SUMIFS(Data!O:O,Data!$A:$A,$A59,Data!O:O,\">=\"&0)*1000","v":10.378099930000001},{"$f":"SUMIFS(Data!R:R,Data!$A:$A,$A59,Data!R:R,\">=\"&0)","v":26248.362130000001},{"$f":"SUMIFS(Data!S:S,Data!$A:$A,$A59,Data!S:S,\">=\"&0)","v":26155.720160000001},{"$f":"SUMIFS(Data!AA:AA,Data!$A:$A,$A59,Data!AA:AA,\">=\"&0)*1000","v":11.338700070000002},{"$f":"SUMIFS(Data!AG:AG,Data!$A:$A,$A59,Data!AG:AG,\">=\"&0)*1000","v":9.0663001000000012},{"$f":"SUMIFS(Data!AM:AM,Data!$A:$A,$A59,Data!AM:AM,\">=\"&0)*1000","v":10.093200100000001},{"$f":"SUMIFS(Data!AS:AS,Data!$A:$A,$A59,Data!AS:AS,\">=\"&0)*1000","v":7.5305},0.37017318892495521,34.860108172626205,25.992898271631553,25.064248314480576,8.4718718554127932,{"$f":"Data!$AZ$5","v":75.3},{"$f":" IF(Data!$AZ$2,1,R59) * (1 + E59/F59)","v":20.513099831945823},0.3529438124221756,0.35342792024369979,5.3096666102272705]
[55,{"$f":"SUMIF(Data!$A:$A,$A60,Data!G:G)/ SUMIF(Data!$A:$A,$A60,Data!F:F)","v":0.18934324659231722},{"$f":"SUMIFS(Data!L:L,Data!$A:$A,$A60,Data!L:L,\">=\"&0)","v":30768.058800000003},{"$f":"SUMIFS(Data!M:M,Data!$A:$A,$A60,Data!M:M,\">=\"&0)","v":30646.122500000001},{"$f":"SUMIFS(Data!N:N,Data!$A:$A,$A60,Data!N:N,\">=\"&0)*1000","v":227.5147005},{"$f":"SUMIFS(Data!O:O,Data!$A:$A,$A60,Data!O:O,\">=\"&0)*1000","v":10.238099989999998},{"$f":"SUMIFS(Data!R:R,Data!$A:$A,$A60,Data!R:R,\">=\"&0)","v":29399.886900000001},{"$f":"SUMIFS(Data!S:S,Data!$A:$A,$A60,Data!S:S,\">=\"&0)","v":29290.517200000002},{"$f":"SUMIFS(Data!AA:AA,Data!$A:$A,$A60,Data!AA:AA,\">=\"&0)*1000","v":11.200399969999999},{"$f":"SUMIFS(Data!AG:AG,Data!$A:$A,$A60,Data!AG:AG,\">=\"&0)*1000","v":8.6851000000000003},{"$f":"SUMIFS(Data!AM:AM,Data!$A:$A,$A60,Data!AM:AM,\">=\"&0)*1000","v":9.7539000100000006},{"$f":"SUMIFS(Data!AS:AS,Data!$A:$A,$A60,Data!AS:AS,\">=\"&0)*1000","v":7.2465000000000002},0.39630806997808132,35.76892380246899,25.737417222072995,28.961093942499218,8.5916572852531843,{"$f":"Data!$AZ$5","v":75.3},{"$f":" IF(Data!$AZ$2,1,R60) * (1 + E60/F60)","v":23.222355781074963},0.37200721340189674,0.56432313719703353,4.6281371228227952]
[56,{"$f":"SUMIF(Data!$A:$A,$A61,Data!G:G)/ SUMIF(Data!$A:$A,$A61,Data!F:F)","v":0.69214162348877373},{"$f":"SUMIFS(Data!L:L,Data!$A:$A,$A61,Data!L:L,\">=\"&0)","v":15606.7904},{"$f":"SUMIFS(Data!M:M,Data!$A:$A,$A61,Data!M:M,\">=\"&0)","v":15544.84484},{"$f":"SUMIFS(Data!N:N,Data!$A:$A,$A61,Data!N:N,\">=\"&0)*1000","v":113.94659999999999},{"$f":"SUMIFS(Data!O:O,Data!$A:$A,$A61,Data!O:O,\">=\"&0)*1000","v":8.5634001000000026},{"$f":"SUMIFS(Data!R:R,Data!$A:$A,$A61,Data!R:R,\">=\"&0)","v":14442.039597999999},{"$f":"SUMIFS(Data!S:S,Data!$A:$A,$A61,Data!S:S,\">=\"&0)","v":14379.831384999999},{"$f":"SUMIFS(Data!AA:AA,Data!$A:$A,$A61,Data!AA:AA,\">=\"&0)*1000","v":9.2933000000000003},{"$f":"SUMIFS(Data!AG:AG,Data!$A:$A,$A61,Data!AG:AG,\">=\"&0)*1000","v":8.0648},{"$f":"SUMIFS(Data!AM:AM,Data!$A:$A,$A61,Data!AM:AM,\">=\"&0)*1000","v":8.8901000000000003},{"$f":"SUMIFS(Data!AS:AS,Data!$A:$A,$A61,Data!AS:AS,\">=\"&0)*1000","v":6.832999998},0.39691415347001852,31.960040832278409,25.988041421430129,15.23286380319413,7.8540443114932028,{"$f":"Data!$AZ$5","v":75.3},{"$f":" IF(Data!$AZ$2,1,R61) * (1 + E61/F61)","v":14.306233349998438},0.4307439581360431,-0.4839770797370137,8.1017184680987064]
[57,{"$f":"SUMIF(Data!$A:$A,$A62,Data!G:G)/ SUMIF(Data!$A:$A,$A62,Data!F:F)","v":0.86816555952989272},{"$f":"SUMIFS(Data!L:L,Data!$A:$A,$A62,Data!L:L,\">=\"&0)","v":11222.22479},{"$f":"SUMIFS(Data!M:M,Data!$A:$A,$A62,Data!M:M,\">=\"&0)","v":11169.580690000001},{"$f":"SUMIFS(Data!N:N,Data!$A:$A,$A62,Data!N:N,\">=\"&0)*1000","v":81.524100499999989},{"$f":"SUMIFS(Data!O:O,Data!$A:$A,$A62,Data!O:O,\">=\"&0)*1000","v":8.5742000000000012},{"$f":"SUMIFS(Data!R:R,Data!$A:$A,$A62,Data!R:R,\">=\"&0)","v":10063.242199999999},{"$f":"SUMIFS(Data!S:S,Data!$A:$A,$A62,Data!S:S,\">=\"&0)","v":10011.23192},{"$f":"SUMIFS(Data!AA:AA,Data!$A:$A,$A62,Data!AA:AA,\">=\"&0)*1000","v":9.2961999999999971},{"$f":"SUMIFS(Data!AG:AG,Data!$A:$A,$A62,Data!AG:AG,\">=\"&0)*1000","v":8.3623000799999989},{"$f":"SUMIFS(Data!AM:AM,Data!$A:$A,$A62,Data!AM:AM,\">=\"&0)*1000","v":9.2426000199999994},{"$f":"SUMIFS(Data!AS:AS,Data!$A:$A,$A62,Data!AS:AS,\">=\"&0)*1000","v":7.0882999949999999},0.46910573424718865,30.248804620424202,25.913754213506074,11.167979037652497,7.7666143155267324,{"$f":"Data!$AZ$5","v":75.3},{"$f":" IF(Data!$AZ$2,1,R62) * (1 + E62/F62)","v":10.50807078211378},0.51683422664713974,-0.50153437646226562,11.570491816156036]
[58,{"$f":"SUMIF(Data!$A:$A,$A63,Data!G:G)/ SUMIF(Data!$A:$A,$A63,Data!F:F)","v":0.69124087591240879},{"$f":"SUMIFS(Data!L:L,Data!$A:$A,$A63,Data!L:L,\">=\"&0)","v":8546.3398899999993},{"$f":"SUMIFS(Data!M:M,Data!$A:$A,$A63,Data!M:M,\">=\"&0)","v":8522.7261940000008},{"$f":"SUMIFS(Data!N:N,Data!$A:$A,$A63,Data!N:N,\">=\"&0)*1000","v":65.085599999999999},{"$f":"SUMIFS(Data!O:O,Data!$A:$A,$A63,Data!O:O,\">=\"&0)*1000","v":5.2309998899999988},{"$f":"SUMIFS(Data!R:R,Data!$A:$A,$A63,Data!R:R,\">=\"&0)","v":7857.7839999999997},{"$f":"SUMIFS(Data!S:S,Data!$A:$A,$A63,Data!S:S,\">=\"&0)","v":7834.0833399999992},{"$f":"SUMIFS(Data!AA:AA,Data!$A:$A,$A63,Data!AA:AA,\">=\"&0)*1000","v":5.6706000000000003},{"$f":"SUMIFS(Data!AG:AG,Data!$A:$A,$A63,Data!AG:AG,\">=\"&0)*1000","v":4.9762000000000004},{"$f":"SUMIFS(Data!AM:AM,Data!$A:$A,$A63,Data!AM:AM,\">=\"&0)*1000","v":5.4983999999999993},{"$f":"SUMIFS(Data!AS:AS,Data!$A:$A,$A63,Data!AS:AS,\">=\"&0)*1000","v":4.2873999999999999},0.27630185908740551,31.421965317919081,25.687861271676312,13.954423053735777,7.752268013966801,{"$f":"Data!$AZ$5","v":75.3},{"$f":" IF(Data!$AZ$2,1,R63) * (1 + E63/F63)","v":13.442286631361412},0.30162015143201221,-0.34033574271280659,8.7903437340762558]
[59,{"$f":"SUMIF(Data!$A:$A,$A64,Data!G:G)/ SUMIF(Data!$A:$A,$A64,Data!F:F)","v":0.77657098525989143},{"$f":"SUMIFS(Data!L:L,Data!$A:$A,$A64,Data!L:L,\">=\"&0)","v":15360.587300000001},{"$f":"SUMIFS(Data!M:M,Data!$A:$A,$A64,Data!M:M,\">=\"&0)","v":15304.742170000001},{"$f":"SUMIFS(Data!N:N,Data!$A:$A,$A64,Data!N:N,\">=\"&0)*1000","v":109.916399},{"$f":"SUMIFS(Data!O:O,Data!$A:$A,$A64,Data!O:O,\">=\"&0)*1000","v":10.927000000000001},{"$f":"SUMIFS(Data!R:R,Data!$A:$A,$A64,Data!R:R,\">=\"&0)","v":13874.10238},{"$f":"SUMIFS(Data!S:S,Data!$A:$A,$A64,Data!S:S,\">=\"&0)","v":13819.963},{"$f":"SUMIFS(Data!AA:AA,Data!$A:$A,$A64,Data!AA:AA,\">=\"&0)*1000","v":11.860999900000001},{"$f":"SUMIFS(Data!AG:AG,Data!$A:$A,$A64,Data!AG:AG,\">=\"&0)*1000","v":10.558699899999999},{"$f":"SUMIFS(Data!AM:AM,Data!$A:$A,$A64,Data!AM:AM,\">=\"&0)*1000","v":11.5237999},{"$f":"SUMIFS(Data!AS:AS,Data!$A:$A,$A64,Data!AS:AS,\">=\"&0)*1000","v":8.8217000000000017},0.36356116409689421,31.24791833196101,26.428333386193447,12.333904858873801,7.8745460574533794,{"$f":"Data!$AZ$5","v":75.3},{"$f":" IF(Data!$AZ$2,1,R64) * (1 + E64/F64)","v":11.059156127024799},0.39021897429591063,-0.29481288499551661,10.743727533858106]
[60,{"$f":"SUMIF(Data!$A:$A,$A65,Data!G:G)/ SUMIF(Data!$A:$A,$A65,Data!F:F)","v":0.80391373801916932},{"$f":"SUMIFS(Data!L:L,Data!$A:$A,$A65,Data!L:L,\">=\"&0)","v":13820.7629},{"$f":"SUMIFS(Data!M:M,Data!$A:$A,$A65,Data!M:M,\">=\"&0)","v":13768.411910000001},{"$f":"SUMIFS(Data!N:N,Data!$A:$A,$A65,Data!N:N,\">=\"&0)*1000","v":98.776499799999982},{"$f":"SUMIFS(Data!O:O,Data!$A:$A,$A65,Data!O:O,\">=\"&0)*1000","v":11.10090003},{"$f":"SUMIFS(Data!R:R,Data!$A:$A,$A65,Data!R:R,\">=\"&0)","v":12322.3596},{"$f":"SUMIFS(Data!S:S,Data!$A:$A,$A65,Data!S:S,\">=\"&0)","v":12274.36685},{"$f":"SUMIFS(Data!AA:AA,Data!$A:$A,$A65,Data!AA:AA,\">=\"&0)*1000","v":12.0418001},{"$f":"SUMIFS(Data!AG:AG,Data!$A:$A,$A65,Data!AG:AG,\">=\"&0)*1000","v":10.828100000000001},{"$f":"SUMIFS(Data!AM:AM,Data!$A:$A,$A65,Data!AM:AM,\">=\"&0)*1000","v":11.729899999999997},{"$f":"SUMIFS(Data!AS:AS,Data!$A:$A,$A65,Data!AS:AS,\">=\"&0)*1000","v":8.9491999000000018},0.37878509586470804,31.121660332949975,26.756931824471121,11.208800251198259,7.8136164210199759,{"$f":"Data!$AZ$5","v":75.3},{"$f":" IF(Data!$AZ$2,1,R65) * (1 + E65/F65)","v":9.898062277207984},0.38947694725610371,-0.10582861093068716,12.172074358360895]
[61,{"$f":"SUMIF(Data!$A:$A,$A66,Data!G:G)/ SUMIF(Data!$A:$A,$A66,Data!F:F)","v":0.83410852713178296},{"$f":"SUMIFS(Data!L:L,Data!$A:$A,$A66,Data!L:L,\">=\"&0)","v":15334.96848},{"$f":"SUMIFS(Data!M:M,Data!$A:$A,$A66,Data!M:M,\">=\"&0)","v":15278.466919999999},{"$f":"SUMIFS(Data!N:N,Data!$A:$A,$A66,Data!N:N,\">=\"&0)*1000","v":107.9122},{"$f":"SUMIFS(Data!O:O,Data!$A:$A,$A66,Data!O:O,\">=\"&0)*1000","v":11.4610001},{"$f":"SUMIFS(Data!R:R,Data!$A:$A,$A66,Data!R:R,\">=\"&0)","v":13760.224499999998},{"$f":"SUMIFS(Data!S:S,Data!$A:$A,$A66,Data!S:S,\">=\"&0)","v":13706.13603},{"$f":"SUMIFS(Data!AA:AA,Data!$A:$A,$A66,Data!AA:AA,\">=\"&0)*1000","v":12.423699899999999},{"$f":"SUMIFS(Data!AG:AG,Data!$A:$A,$A66,Data!AG:AG,\">=\"&0)*1000","v":11.164999999999999},{"$f":"SUMIFS(Data!AM:AM,Data!$A:$A,$A66,Data!AM:AM,\">=\"&0)*1000","v":12.090300050000002},{"$f":"SUMIFS(Data!AS:AS,Data!$A:$A,$A66,Data!AS:AS,\">=\"&0)*1000","v":9.3372000000000011},0.36844914336596413,31.210997943935954,26.639061301095822,11.273622033139263,7.7488977337580316,{"$f":"Data!$AZ$5","v":75.3},{"$f":" IF(Data!$AZ$2,1,R66) * (1 + E66/F66)","v":10.415600650766944},0.39307839781246873,-0.25652847864091793,11.471729789916573]
[62,{"$f":"SUMIF(Data!$A:$A,$A67,Data!G:G)/ SUMIF(Data!$A:$A,$A67,Data!F:F)","v":0.71220400728597455},{"$f":"SUMIFS(Data!L:L,Data!$A:$A,$A67,Data!L:L,\">=\"&0)","v":16638.56637},{"$f":"SUMIFS(Data!M:M,Data!$A:$A,$A67,Data!M:M,\">=\"&0)","v":16585.523929999999},{"$f":"SUMIFS(Data!N:N,Data!$A:$A,$A67,Data!N:N,\">=\"&0)*1000","v":118.14649950000002},{"$f":"SUMIFS(Data!O:O,Data!$A:$A,$A67,Data!O:O,\">=\"&0)*1000","v":11.3027},{"$f":"SUMIFS(Data!R:R,Data!$A:$A,$A67,Data!R:R,\">=\"&0)","v":15094.326299999999},{"$f":"SUMIFS(Data!S:S,Data!$A:$A,$A67,Data!S:S,\">=\"&0)","v":15044.72083},{"$f":"SUMIFS(Data!AA:AA,Data!$A:$A,$A67,Data!AA:AA,\">=\"&0)*1000","v":12.27280009},{"$f":"SUMIFS(Data!AG:AG,Data!$A:$A,$A67,Data!AG:AG,\">=\"&0)*1000","v":10.861099970000001},{"$f":"SUMIFS(Data!AM:AM,Data!$A:$A,$A67,Data!AM:AM,\">=\"&0)*1000","v":11.7768},{"$f":"SUMIFS(Data!AS:AS,Data!$A:$A,$A67,Data!AS:AS,\">=\"&0)*1000","v":9.0229000399999997},0.31879212920434491,31.801082454716333,26.674897260973857,12.997763798319939,7.9044723525680816,{"$f":"Data!$AZ$5","v":75.3},{"$f":" IF(Data!$AZ$2,1,R67) * (1 + E67/F67)","v":11.452944827342142},0.32863652881280703,-0.11274736557402522,10.241486813949741]
[63,{"$f":"SUMIF(Data!$A:$A,$A68,Data!G:G)/ SUMIF(Data!$A:$A,$A68,Data!F:F)","v":0.2799905168326221},{"$f":"SUMIFS(Data!L:L,Data!$A:$A,$A68,Data!L:L,\">=\"&0)","v":31517.254700000005},{"$f":"SUMIFS(Data!M:M,Data!$A:$A,$A68,Data!M:M,\">=\"&0)","v":31425.660507200002},{"$f":"SUMIFS(Data!N:N,Data!$A:$A,$A68,Data!N:N,\">=\"&0)*1000","v":232.06820100999997},{"$f":"SUMIFS(Data!O:O,Data!$A:$A,$A68,Data!O:O,\">=\"&0)*1000","v":11.657999999999999},{"$f":"SUMIFS(Data!R:R,Data!$A:$A,$A68,Data!R:R,\">=\"&0)","v":29962.695400000001},{"$f":"SUMIFS(Data!S:S,Data!$A:$A,$A68,Data!S:S,\">=\"&0)","v":29880.100699800005},{"$f":"SUMIFS(Data!AA:AA,Data!$A:$A,$A68,Data!AA:AA,\">=\"&0)*1000","v":12.726099939999999},{"$f":"SUMIFS(Data!AG:AG,Data!$A:$A,$A68,Data!AG:AG,\">=\"&0)*1000","v":10.141499899999999},{"$f":"SUMIFS(Data!AM:AM,Data!$A:$A,$A68,Data!AM:AM,\">=\"&0)*1000","v":11.206700001},{"$f":"SUMIFS(Data!AS:AS,Data!$A:$A,$A68,Data!AS:AS,\">=\"&0)*1000","v":8.3577999999999992},0.29061602500551204,35.333286315654007,26.261012669359747,25.485382492583764,8.3929872076739294,{"$f":"Data!$AZ$5","v":75.3},{"$f":" IF(Data!$AZ$2,1,R68) * (1 + E68/F68)","v":20.9063476591182},0.27565844493414871,0.31270836911101979,5.1725388174824305]
[64,{"$f":"SUMIF(Data!$A:$A,$A69,Data!G:G)/ SUMIF(Data!$A:$A,$A69,Data!F:F)","v":0.31927133269415148},{"$f":"SUMIFS(Data!L:L,Data!$A:$A,$A69,Data!L:L,\">=\"&0)","v":30853.913900000003},{"$f":"SUMIFS(Data!M:M,Data!$A:$A,$A69,Data!M:M,\">=\"&0)","v":30771.652012499999},{"$f":"SUMIFS(Data!N:N,Data!$A:$A,$A69,Data!N:N,\">=\"&0)*1000","v":226.70070000000001},{"$f":"SUMIFS(Data!O:O,Data!$A:$A,$A69,Data!O:O,\">=\"&0)*1000","v":11.885800000000001},{"$f":"SUMIFS(Data!R:R,Data!$A:$A,$A69,Data!R:R,\">=\"&0)","v":29262.144400000005},{"$f":"SUMIFS(Data!S:S,Data!$A:$A,$A69,Data!S:S,\">=\"&0)","v":29189.313640400003},{"$f":"SUMIFS(Data!AA:AA,Data!$A:$A,$A69,Data!AA:AA,\">=\"&0)*1000","v":12.966200001000001},{"$f":"SUMIFS(Data!AG:AG,Data!$A:$A,$A69,Data!AG:AG,\">=\"&0)*1000","v":10.430400000000001},{"$f":"SUMIFS(Data!AM:AM,Data!$A:$A,$A69,Data!AM:AM,\">=\"&0)*1000","v":11.499799900999999},{"$f":"SUMIFS(Data!AS:AS,Data!$A:$A,$A69,Data!AS:AS,\">=\"&0)*1000","v":8.5961999000000002},0.26661734963875805,35.050282750705932,26.316986152942217,24.311627559825123,8.3324335650898149,{"$f":"Data!$AZ$5","v":75.3},{"$f":" IF(Data!$AZ$2,1,R69) * (1 + E69/F69)","v":20.073238654528932},0.24889071219264886,0.3558310239980591,5.4209509397642464]
[65,{"$f":"SUMIF(Data!$A:$A,$A70,Data!G:G)/ SUMIF(Data!$A:$A,$A70,Data!F:F)","v":0.84782608695652173},{"$f":"SUMIFS(Data!L:L,Data!$A:$A,$A70,Data!L:L,\">=\"&0)","v":12418.236669700002},{"$f":"SUMIFS(Data!M:M,Data!$A:$A,$A70,Data!M:M,\">=\"&0)","v":12372.4007518},{"$f":"SUMIFS(Data!N:N,Data!$A:$A,$A70,Data!N:N,\">=\"&0)*1000","v":87.038399800000008},{"$f":"SUMIFS(Data!O:O,Data!$A:$A,$A70,Data!O:O,\">=\"&0)*1000","v":9.4925999990000012},{"$f":"SUMIFS(Data!R:R,Data!$A:$A,$A70,Data!R:R,\">=\"&0)","v":11101.660700000002},{"$f":"SUMIFS(Data!S:S,Data!$A:$A,$A70,Data!S:S,\">=\"&0)","v":11057.310331799998},{"$f":"SUMIFS(Data!AA:AA,Data!$A:$A,$A70,Data!AA:AA,\">=\"&0)*1000","v":10.3026999},{"$f":"SUMIFS(Data!AG:AG,Data!$A:$A,$A70,Data!AG:AG,\">=\"&0)*1000","v":9.2349000000000014},{"$f":"SUMIFS(Data!AM:AM,Data!$A:$A,$A70,Data!AM:AM,\">=\"&0)*1000","v":10.007199999999999},{"$f":"SUMIFS(Data!AS:AS,Data!$A:$A,$A70,Data!AS:AS,\">=\"&0)*1000","v":7.5392999999999999},0.36910166168631275,31.197373880627254,26.870618744681718,11.562657960562639,7.8629864876487261,{"$f":"Data!$AZ$5","v":75.3},{"$f":" IF(Data!$AZ$2,1,R70) * (1 + E70/F70)","v":10.16907905201621},0.39949309746067618,-0.30905291289377518,11.893402468934067]
[66,{"$f":"SUMIF(Data!$A:$A,$A71,Data!G:G)/ SUMIF(Data!$A:$A,$A71,Data!F:F)","v":0.61563696008747948},{"$f":"SUMIFS(Data!L:L,Data!$A:$A,$A71,Data!L:L,\">=\"&0)","v":12507.707399999999},{"$f":"SUMIFS(Data!M:M,Data!$A:$A,$A71,Data!M:M,\">=\"&0)","v":12474.02739067},{"$f":"SUMIFS(Data!N:N,Data!$A:$A,$A71,Data!N:N,\">=\"&0)*1000","v":92.130999999999986},{"$f":"SUMIFS(Data!O:O,Data!$A:$A,$A71,Data!O:O,\">=\"&0)*1000","v":6.5196001189999997},{"$f":"SUMIFS(Data!R:R,Data!$A:$A,$A71,Data!R:R,\">=\"&0)","v":11625.099699900002},{"$f":"SUMIFS(Data!S:S,Data!$A:$A,$A71,Data!S:S,\">=\"&0)","v":11593.131418999999},{"$f":"SUMIFS(Data!AA:AA,Data!$A:$A,$A71,Data!AA:AA,\">=\"&0)*1000","v":7.0744000740000015},{"$f":"SUMIFS(Data!AG:AG,Data!$A:$A,$A71,Data!AG:AG,\">=\"&0)*1000","v":6.0829000000000004},{"$f":"SUMIFS(Data!AM:AM,Data!$A:$A,$A71,Data!AM:AM,\">=\"&0)*1000","v":6.6222000000000003},{"$f":"SUMIFS(Data!AS:AS,Data!$A:$A,$A71,Data!AS:AS,\">=\"&0)*1000","v":5.1058999800000011},{"$f":"100*(C71-D71)/C71","v":0.26927404241962793},{"$f":" 100* ($L$4 + (I71 - L71) * ($K$4 - $L$4) /(K71 - L71))","v":32.982259896032986},{"$f":" 100* ($L$4 + (J71 - L71) * ($K$4 - $L$4) /(K71 - L71))","v":26.443316013410062},{"$f":" 100* (I71/J71 - 1)","v":16.299792434529593},{"$f":" 100 * (1-F71/I71)","v":7.8423604715121442},{"$f":"Data!$AZ$5","v":75.3},{"$f":" IF(Data!$AZ$2,1,R71) * (1 + E71/F71)","v":15.131388170802625},{"$f":"100*(G71-H71)/G71","v":0.2749936062937795},{"$f":"(M71-T71)*S71","v":-8.6544941147487064E-2},{"$f":" 100 * (D71/H71-1)","v":7.5984299654043408}]
[{"$f":"A71+1","v":67},{"$f":"SUMIF(Data!$A:$A,$A72,Data!G:G)/ SUMIF(Data!$A:$A,$A72,Data!F:F)","v":0.79562542720437457},{"$f":"SUMIFS(Data!L:L,Data!$A:$A,$A72,Data!L:L,\">=\"&0)","v":17109.593500000003},{"$f":"SUMIFS(Data!M:M,Data!$A:$A,$A72,Data!M:M,\">=\"&0)","v":17059.839933899999},{"$f":"SUMIFS(Data!N:N,Data!$A:$A,$A72,Data!N:N,\">=\"&0)*1000","v":120.04049801399999},{"$f":"SUMIFS(Data!O:O,Data!$A:$A,$A72,Data!O:O,\">=\"&0)*1000","v":12.835100000000001},{"$f":"SUMIFS(Data!R:R,Data!$A:$A,$A72,Data!R:R,\">=\"&0)","v":15349.415499999999},{"$f":"SUMIFS(Data!S:S,Data!$A:$A,$A72,Data!S:S,\">=\"&0)","v":15301.656991099999},{"$f":"SUMIFS(Data!AA:AA,Data!$A:$A,$A72,Data!AA:AA,\">=\"&0)*1000","v":13.9215},{"$f":"SUMIFS(Data!AG:AG,Data!$A:$A,$A72,Data!AG:AG,\">=\"&0)*1000","v":12.481800299999998},{"$f":"SUMIFS(Data!AM:AM,Data!$A:$A,$A72,Data!AM:AM,\">=\"&0)*1000","v":13.497100020000003},{"$f":"SUMIFS(Data!AS:AS,Data!$A:$A,$A72,Data!AS:AS,\">=\"&0)*1000","v":10.317800000000002},0.2907933850094323,31.334884966282601,26.806530640036907,11.534391397048726,7.803756779082704,{"$f":"Data!$AZ$5","v":75.3},{"$f":" IF(Data!$AZ$2,1,R72) * (1 + E72/F72)","v":10.352517550622901},0.31114219886744471,-0.21066145259943192,11.490147399217122]
[68,{"$f":"SUMIF(Data!$A:$A,$A73,Data!G:G)/ SUMIF(Data!$A:$A,$A73,Data!F:F)","v":1},{"$f":"SUMIFS(Data!L:L,Data!$A:$A,$A73,Data!L:L,\">=\"&0)","v":4455.8870799999995},{"$f":"SUMIFS(Data!M:M,Data!$A:$A,$A73,Data!M:M,\">=\"&0)","v":4427.7639777000013},{"$f":"SUMIFS(Data!N:N,Data!$A:$A,$A73,Data!N:N,\">=\"&0)*1000","v":33.782599499999996},{"$f":"SUMIFS(Data!O:O,Data!$A:$A,$A73,Data!O:O,\">=\"&0)*1000","v":4.7368000009999998},{"$f":"SUMIFS(Data!R:R,Data!$A:$A,$A73,Data!R:R,\">=\"&0)","v":3815.2917299999999},{"$f":"SUMIFS(Data!S:S,Data!$A:$A,$A73,Data!S:S,\">=\"&0)","v":3788.0799643999999},{"$f":"SUMIFS(Data!AA:AA,Data!$A:$A,$A73,Data!AA:AA,\">=\"&0)*1000","v":5.1285999899999997},{"$f":"SUMIFS(Data!AG:AG,Data!$A:$A,$A73,Data!AG:AG,\">=\"&0)*1000","v":4.7199000300000007},{"$f":"SUMIFS(Data!AM:AM,Data!$A:$A,$A73,Data!AM:AM,\">=\"&0)*1000","v":5.1219999920000001},{"$f":"SUMIFS(Data!AS:AS,Data!$A:$A,$A73,Data!AS:AS,\">=\"&0)*1000","v":3.9457000299999998},0.63114486060984765,30.05610812048976,26.581654552497557,8.6590808576934908,7.6395115580070838,{"$f":"Data!$AZ$5","v":75.3},{"$f":" IF(Data!$AZ$2,1,R73) * (1 + E73/F73)","v":8.1319455102322351},0.71322896191741636,-0.66750343908953136,16.886761085079737]
[69,{"$f":"SUMIF(Data!$A:$A,$A74,Data!G:G)/ SUMIF(Data!$A:$A,$A74,Data!F:F)","v":1},{"$f":"SUMIFS(Data!L:L,Data!$A:$A,$A74,Data!L:L,\">=\"&0)","v":2911.7451900000005},{"$f":"SUMIFS(Data!M:M,Data!$A:$A,$A74,Data!M:M,\">=\"&0)","v":2893.1894333},{"$f":"SUMIFS(Data!N:N,Data!$A:$A,$A74,Data!N:N,\">=\"&0)*1000","v":23.555100199999998},{"$f":"SUMIFS(Data!O:O,Data!$A:$A,$A74,Data!O:O,\">=\"&0)*1000","v":3.3141999639999993},{"$f":"SUMIFS(Data!R:R,Data!$A:$A,$A74,Data!R:R,\">=\"&0)","v":2468.3075100000001},{"$f":"SUMIFS(Data!S:S,Data!$A:$A,$A74,Data!S:S,\">=\"&0)","v":2450.7712024000002},{"$f":"SUMIFS(Data!AA:AA,Data!$A:$A,$A74,Data!AA:AA,\">=\"&0)*1000","v":3.5878000000000001},{"$f":"SUMIFS(Data!AG:AG,Data!$A:$A,$A74,Data!AG:AG,\">=\"&0)*1000","v":3.3020999999999998},{"$f":"SUMIFS(Data!AM:AM,Data!$A:$A,$A74,Data!AM:AM,\">=\"&0)*1000","v":3.5725000109999998},{"$f":"SUMIFS(Data!AS:AS,Data!$A:$A,$A74,Data!AS:AS,\">=\"&0)*1000","v":2.7520999700000002},0.63727268319109087,30.186494249577933,26.704046837072255,8.6520698949153605,7.6258441384692848,{"$f":"Data!$AZ$5","v":75.3},{"$f":" IF(Data!$AZ$2,1,R74) * (1 + E74/F74)","v":8.1073261890844677},0.71045878720353894,-0.59334361773718014,18.052204565923844]
[70,{"$f":"SUMIF(Data!$A:$A,$A75,Data!G:G)/ SUMIF(Data!$A:$A,$A75,Data!F:F)","v":0.23853211009174313},{"$f":"SUMIFS(Data!L:L,Data!$A:$A,$A75,Data!L:L,\">=\"&0)","v":35019.681499999999},{"$f":"SUMIFS(Data!M:M,Data!$A:$A,$A75,Data!M:M,\">=\"&0)","v":34922.099313999999},{"$f":"SUMIFS(Data!N:N,Data!$A:$A,$A75,Data!N:N,\">=\"&0)*1000","v":258.835599},{"$f":"SUMIFS(Data!O:O,Data!$A:$A,$A75,Data!O:O,\">=\"&0)*1000","v":12.614700100000002},{"$f":"SUMIFS(Data!R:R,Data!$A:$A,$A75,Data!R:R,\">=\"&0)","v":33341.515300000006},{"$f":"SUMIFS(Data!S:S,Data!$A:$A,$A75,Data!S:S,\">=\"&0)","v":33254.323046999991},{"$f":"SUMIFS(Data!AA:AA,Data!$A:$A,$A75,Data!AA:AA,\">=\"&0)*1000","v":13.759399999999998},{"$f":"SUMIFS(Data!AG:AG,Data!$A:$A,$A75,Data!AG:AG,\">=\"&0)*1000","v":10.895599929999999},{"$f":"SUMIFS(Data!AM:AM,Data!$A:$A,$A75,Data!AM:AM,\">=\"&0)*1000","v":12.048299999999999},{"$f":"SUMIFS(Data!AS:AS,Data!$A:$A,$A75,Data!AS:AS,\">=\"&0)*1000","v":8.9373000999999999},0.27864955310915562,35.500160896822905,26.2947601830524,26.284005363622033,8.3194027355843687,{"$f":"Data!$AZ$5","v":75.3},{"$f":" IF(Data!$AZ$2,1,R75) * (1 + E75/F75)","v":21.518569363373128},0.26151256838652326,0.36876339443303013,5.0152164115410125]
[71,{"$f":"SUMIF(Data!$A:$A,$A76,Data!G:G)/ SUMIF(Data!$A:$A,$A76,Data!F:F)","v":0.33042310275352588},{"$f":"SUMIFS(Data!L:L,Data!$A:$A,$A76,Data!L:L,\">=\"&0)","v":33144.005200000007},{"$f":"SUMIFS(Data!M:M,Data!$A:$A,$A76,Data!M:M,\">=\"&0)","v":33058.664059999996},{"$f":"SUMIFS(Data!N:N,Data!$A:$A,$A76,Data!N:N,\">=\"&0)*1000","v":241.66739900000002},{"$f":"SUMIFS(Data!O:O,Data!$A:$A,$A76,Data!O:O,\">=\"&0)*1000","v":12.953099905000002},{"$f":"SUMIFS(Data!R:R,Data!$A:$A,$A76,Data!R:R,\">=\"&0)","v":31398.666599999997},{"$f":"SUMIFS(Data!S:S,Data!$A:$A,$A76,Data!S:S,\">=\"&0)","v":31321.718539999998},{"$f":"SUMIFS(Data!AA:AA,Data!$A:$A,$A76,Data!AA:AA,\">=\"&0)*1000","v":14.114200001999999},{"$f":"SUMIFS(Data!AG:AG,Data!$A:$A,$A76,Data!AG:AG,\">=\"&0)*1000","v":11.410100100000001},{"$f":"SUMIFS(Data!AM:AM,Data!$A:$A,$A76,Data!AM:AM,\">=\"&0)*1000","v":12.457100205999998},{"$f":"SUMIFS(Data!AS:AS,Data!$A:$A,$A76,Data!AS:AS,\">=\"&0)*1000","v":9.3029000280000016},0.25748589974277264,35.253629137294411,26.680616172357595,23.699177731140118,8.2264676484353867,{"$f":"Data!$AZ$5","v":75.3},{"$f":" IF(Data!$AZ$2,1,R76) * (1 + E76/F76)","v":19.657109168648844},0.24506792272509689,0.24410152989022454,5.5454987815620527]
[72,{"$f":"SUMIF(Data!$A:$A,$A77,Data!G:G)/ SUMIF(Data!$A:$A,$A77,Data!F:F)","v":0.98199767711962838},{"$f":"SUMIFS(Data!L:L,Data!$A:$A,$A77,Data!L:L,\">=\"&0)","v":8961.5707200000015},{"$f":"SUMIFS(Data!M:M,Data!$A:$A,$A77,Data!M:M,\">=\"&0)","v":8909.9540495000001},{"$f":"SUMIFS(Data!N:N,Data!$A:$A,$A77,Data!N:N,\">=\"&0)*1000","v":62.2532},{"$f":"SUMIFS(Data!O:O,Data!$A:$A,$A77,Data!O:O,\">=\"&0)*1000","v":8.6141999999999985},{"$f":"SUMIFS(Data!R:R,Data!$A:$A,$A77,Data!R:R,\">=\"&0)","v":7758.4776000000002},{"$f":"SUMIFS(Data!S:S,Data!$A:$A,$A77,Data!S:S,\">=\"&0)","v":7708.5541581000016},{"$f":"SUMIFS(Data!AA:AA,Data!$A:$A,$A77,Data!AA:AA,\">=\"&0)*1000","v":9.3267000000000024},{"$f":"SUMIFS(Data!AG:AG,Data!$A:$A,$A77,Data!AG:AG,\">=\"&0)*1000","v":8.5584999800000006},{"$f":"SUMIFS(Data!AM:AM,Data!$A:$A,$A77,Data!AM:AM,\">=\"&0)*1000","v":9.1482999990000007},{"$f":"SUMIFS(Data!AS:AS,Data!$A:$A,$A77,Data!AS:AS,\">=\"&0)*1000","v":7.0102999600000002},0.57597794084027953,30.834424685433792,27.241347014774309,8.9758721948375975,7.6393579722731868,{"$f":"Data!$AZ$5","v":75.3},{"$f":" IF(Data!$AZ$2,1,R77) * (1 + E77/F77)","v":8.2268115437301219},0.6434695628946403,-0.55524085542188562,15.585281840922004]
[73,{"$f":"SUMIF(Data!$A:$A,$A78,Data!G:G)/ SUMIF(Data!$A:$A,$A78,Data!F:F)","v":0.98495370370370372},{"$f":"SUMIFS(Data!L:L,Data!$A:$A,$A78,Data!L:L,\">=\"&0)","v":9035.5173000000013},{"$f":"SUMIFS(Data!M:M,Data!$A:$A,$A78,Data!M:M,\">=\"&0)","v":8980.8414902000004},{"$f":"SUMIFS(Data!N:N,Data!$A:$A,$A78,Data!N:N,\">=\"&0)*1000","v":62.222499999999997},{"$f":"SUMIFS(Data!O:O,Data!$A:$A,$A78,Data!O:O,\">=\"&0)*1000","v":8.7141000000000002},{"$f":"SUMIFS(Data!R:R,Data!$A:$A,$A78,Data!R:R,\">=\"&0)","v":7809.3821200000002},{"$f":"SUMIFS(Data!S:S,Data!$A:$A,$A78,Data!S:S,\">=\"&0)","v":7756.4094697},{"$f":"SUMIFS(Data!AA:AA,Data!$A:$A,$A78,Data!AA:AA,\">=\"&0)*1000","v":9.4341998900000021},{"$f":"SUMIFS(Data!AG:AG,Data!$A:$A,$A78,Data!AG:AG,\">=\"&0)*1000","v":8.6698000099999994},{"$f":"SUMIFS(Data!AM:AM,Data!$A:$A,$A78,Data!AM:AM,\">=\"&0)*1000","v":9.2828000389999978},{"$f":"SUMIFS(Data!AS:AS,Data!$A:$A,$A78,Data!AS:AS,\">=\"&0)*1000","v":7.1427999900000003},0.6051209685581691,30.707475923053138,27.135513948766278,8.81681098893079,7.6328665747615538,{"$f":"Data!$AZ$5","v":75.3},{"$f":" IF(Data!$AZ$2,1,R78) * (1 + E78/F78)","v":8.1404390585373125},0.67832063389926889,-0.5958774148145487,15.786067319978137]
[74,{"$f":"SUMIF(Data!$A:$A,$A79,Data!G:G)/ SUMIF(Data!$A:$A,$A79,Data!F:F)","v":0.56163287086446101},{"$f":"SUMIFS(Data!L:L,Data!$A:$A,$A79,Data!L:L,\">=\"&0)","v":25724.445200000002},{"$f":"SUMIFS(Data!M:M,Data!$A:$A,$A79,Data!M:M,\">=\"&0)","v":25651.06914},{"$f":"SUMIFS(Data!N:N,Data!$A:$A,$A79,Data!N:N,\">=\"&0)*1000","v":185.4384},{"$f":"SUMIFS(Data!O:O,Data!$A:$A,$A79,Data!O:O,\">=\"&0)*1000","v":13.011099999999999},{"$f":"SUMIFS(Data!R:R,Data!$A:$A,$A79,Data!R:R,\">=\"&0)","v":23944.699100000002},{"$f":"SUMIFS(Data!S:S,Data!$A:$A,$A79,Data!S:S,\">=\"&0)","v":23878.034618999998},{"$f":"SUMIFS(Data!AA:AA,Data!$A:$A,$A79,Data!AA:AA,\">=\"&0)*1000","v":14.123299970000003},{"$f":"SUMIFS(Data!AG:AG,Data!$A:$A,$A79,Data!AG:AG,\">=\"&0)*1000","v":12.0788001},{"$f":"SUMIFS(Data!AM:AM,Data!$A:$A,$A79,Data!AM:AM,\">=\"&0)*1000","v":13.137999874999998},{"$f":"SUMIFS(Data!AS:AS,Data!$A:$A,$A79,Data!AS:AS,\">=\"&0)*1000","v":9.9280000099999981},0.28523864918961334,33.069470830024486,26.700312088642413,16.926349083300106,7.8749298843930449,{"$f":"Data!$AZ$5","v":75.3},{"$f":" IF(Data!$AZ$2,1,R79) * (1 + E79/F79)","v":15.252323016501297},0.27841018474107043,0.10414994547587177,7.4253788022787148]
[75,{"$f":"SUMIF(Data!$A:$A,$A80,Data!G:G)/ SUMIF(Data!$A:$A,$A80,Data!F:F)","v":0.8244097106750915},{"$f":"SUMIFS(Data!L:L,Data!$A:$A,$A80,Data!L:L,\">=\"&0)","v":17484.089500000002},{"$f":"SUMIFS(Data!M:M,Data!$A:$A,$A80,Data!M:M,\">=\"&0)","v":17426.811276},{"$f":"SUMIFS(Data!N:N,Data!$A:$A,$A80,Data!N:N,\">=\"&0)*1000","v":121.6238},{"$f":"SUMIFS(Data!O:O,Data!$A:$A,$A80,Data!O:O,\">=\"&0)*1000","v":13.413500000000004},{"$f":"SUMIFS(Data!R:R,Data!$A:$A,$A80,Data!R:R,\">=\"&0)","v":15636.326499999999},{"$f":"SUMIFS(Data!S:S,Data!$A:$A,$A80,Data!S:S,\">=\"&0)","v":15580.3109353},{"$f":"SUMIFS(Data!AA:AA,Data!$A:$A,$A80,Data!AA:AA,\">=\"&0)*1000","v":14.538699895999999},{"$f":"SUMIFS(Data!AG:AG,Data!$A:$A,$A80,Data!AG:AG,\">=\"&0)*1000","v":13.087600200000001},{"$f":"SUMIFS(Data!AM:AM,Data!$A:$A,$A80,Data!AM:AM,\">=\"&0)*1000","v":14.140799904000001},{"$f":"SUMIFS(Data!AS:AS,Data!$A:$A,$A80,Data!AS:AS,\">=\"&0)*1000","v":10.815999898999999},0.32760198350621283,31.196763689249323,26.832291559142966,11.08759187188495,7.739343297880219,{"$f":"Data!$AZ$5","v":75.3},{"$f":" IF(Data!$AZ$2,1,R80) * (1 + E80/F80)","v":10.067268050844296},0.3582399273895901,-0.30844039360068431,11.851498653447411]
[76,{"$f":"SUMIF(Data!$A:$A,$A81,Data!G:G)/ SUMIF(Data!$A:$A,$A81,Data!F:F)","v":0.77996965098634297},{"$f":"SUMIFS(Data!L:L,Data!$A:$A,$A81,Data!L:L,\">=\"&0)","v":15716.7019},{"$f":"SUMIFS(Data!M:M,Data!$A:$A,$A81,Data!M:M,\">=\"&0)","v":15667.346622999999},{"$f":"SUMIFS(Data!N:N,Data!$A:$A,$A81,Data!N:N,\">=\"&0)*1000","v":113.5988},{"$f":"SUMIFS(Data!O:O,Data!$A:$A,$A81,Data!O:O,\">=\"&0)*1000","v":10.80089999},{"$f":"SUMIFS(Data!R:R,Data!$A:$A,$A81,Data!R:R,\">=\"&0)","v":14254.865800000001},{"$f":"SUMIFS(Data!S:S,Data!$A:$A,$A81,Data!S:S,\">=\"&0)","v":14206.790617000002},{"$f":"SUMIFS(Data!AA:AA,Data!$A:$A,$A81,Data!AA:AA,\">=\"&0)*1000","v":11.709199910000001},{"$f":"SUMIFS(Data!AG:AG,Data!$A:$A,$A81,Data!AG:AG,\">=\"&0)*1000","v":10.411700099999999},{"$f":"SUMIFS(Data!AM:AM,Data!$A:$A,$A81,Data!AM:AM,\">=\"&0)*1000","v":11.407899895999998},{"$f":"SUMIFS(Data!AS:AS,Data!$A:$A,$A81,Data!AS:AS,\">=\"&0)*1000","v":8.629599970000001},0.31403075094273164,31.084476197765277,26.41435474018725,12.461939909314147,7.7571476017271319,{"$f":"Data!$AZ$5","v":75.3},{"$f":" IF(Data!$AZ$2,1,R81) * (1 + E81/F81)","v":11.517530956232843},0.33725454644405711,-0.26748078360773719,10.280689322275794]
[77,{"$f":"SUMIF(Data!$A:$A,$A82,Data!G:G)/ SUMIF(Data!$A:$A,$A82,Data!F:F)","v":0.76609511484956327},{"$f":"SUMIFS(Data!L:L,Data!$A:$A,$A82,Data!L:L,\">=\"&0)","v":16775.080700000002},{"$f":"SUMIFS(Data!M:M,Data!$A:$A,$A82,Data!M:M,\">=\"&0)","v":16714.428958500001},{"$f":"SUMIFS(Data!N:N,Data!$A:$A,$A82,Data!N:N,\">=\"&0)*1000","v":121.259199},{"$f":"SUMIFS(Data!O:O,Data!$A:$A,$A82,Data!O:O,\">=\"&0)*1000","v":13.337999973000001},{"$f":"SUMIFS(Data!R:R,Data!$A:$A,$A82,Data!R:R,\">=\"&0)","v":14999.8622},{"$f":"SUMIFS(Data!S:S,Data!$A:$A,$A82,Data!S:S,\">=\"&0)","v":14942.344405200001},{"$f":"SUMIFS(Data!AA:AA,Data!$A:$A,$A82,Data!AA:AA,\">=\"&0)*1000","v":14.464799999999997},{"$f":"SUMIFS(Data!AG:AG,Data!$A:$A,$A82,Data!AG:AG,\">=\"&0)*1000","v":12.990100200000001},{"$f":"SUMIFS(Data!AM:AM,Data!$A:$A,$A82,Data!AM:AM,\">=\"&0)*1000","v":14.301800100000001},{"$f":"SUMIFS(Data!AS:AS,Data!$A:$A,$A82,Data!AS:AS,\">=\"&0)*1000","v":10.842300099000003},0.36155856764374106,30.471166064323974,26.208411910331431,11.352489798346554,7.7899454330512485,{"$f":"Data!$AZ$5","v":75.3},{"$f":" IF(Data!$AZ$2,1,R82) * (1 + E82/F82)","v":10.09125800310871},0.38345548801107138,-0.2209674729002562,11.859481385553572]
[78,{"$f":"SUMIF(Data!$A:$A,$A83,Data!G:G)/ SUMIF(Data!$A:$A,$A83,Data!F:F)","v":0.24011684518013632},{"$f":"SUMIFS(Data!L:L,Data!$A:$A,$A83,Data!L:L,\">=\"&0)","v":36237.859400000008},{"$f":"SUMIFS(Data!M:M,Data!$A:$A,$A83,Data!M:M,\">=\"&0)","v":36141.95521},{"$f":"SUMIFS(Data!N:N,Data!$A:$A,$A83,Data!N:N,\">=\"&0)*1000","v":281.45319999999998},{"$f":"SUMIFS(Data!O:O,Data!$A:$A,$A83,Data!O:O,\">=\"&0)*1000","v":13.590999999999999},{"$f":"SUMIFS(Data!R:R,Data!$A:$A,$A83,Data!R:R,\">=\"&0)","v":34517.089298000006},{"$f":"SUMIFS(Data!S:S,Data!$A:$A,$A83,Data!S:S,\">=\"&0)","v":34426.840957999993},{"$f":"SUMIFS(Data!AA:AA,Data!$A:$A,$A83,Data!AA:AA,\">=\"&0)*1000","v":14.797199996},{"$f":"SUMIFS(Data!AG:AG,Data!$A:$A,$A83,Data!AG:AG,\">=\"&0)*1000","v":11.813699899999998},{"$f":"SUMIFS(Data!AM:AM,Data!$A:$A,$A83,Data!AM:AM,\">=\"&0)*1000","v":13.347900004},{"$f":"SUMIFS(Data!AS:AS,Data!$A:$A,$A83,Data!AS:AS,\">=\"&0)*1000","v":9.8574000239999986},0.26465191815388622,34.152127203278191,25.604640845750698,25.254578339170465,8.1515421588277626,{"$f":"Data!$AZ$5","v":75.3},{"$f":" IF(Data!$AZ$2,1,R83) * (1 + E83/F83)","v":21.708792583327202},0.26145987925245484,6.9295310429085502E-2,4.9819100570174468]
[79,{"$f":"SUMIF(Data!$A:$A,$A84,Data!G:G)/ SUMIF(Data!$A:$A,$A84,Data!F:F)","v":0.63824503311258274},{"$f":"SUMIFS(Data!L:L,Data!$A:$A,$A84,Data!L:L,\">=\"&0)","v":23264.910899999995},{"$f":"SUMIFS(Data!M:M,Data!$A:$A,$A84,Data!M:M,\">=\"&0)","v":23199.916374},{"$f":"SUMIFS(Data!N:N,Data!$A:$A,$A84,Data!N:N,\">=\"&0)*1000","v":170.51409889999999},{"$f":"SUMIFS(Data!O:O,Data!$A:$A,$A84,Data!O:O,\">=\"&0)*1000","v":13.2766},{"$f":"SUMIFS(Data!R:R,Data!$A:$A,$A84,Data!R:R,\">=\"&0)","v":21491.034099},{"$f":"SUMIFS(Data!S:S,Data!$A:$A,$A84,Data!S:S,\">=\"&0)","v":21429.669468999997},{"$f":"SUMIFS(Data!AA:AA,Data!$A:$A,$A84,Data!AA:AA,\">=\"&0)*1000","v":14.411},{"$f":"SUMIFS(Data!AG:AG,Data!$A:$A,$A84,Data!AG:AG,\">=\"&0)*1000","v":12.5178002},{"$f":"SUMIFS(Data!AM:AM,Data!$A:$A,$A84,Data!AM:AM,\">=\"&0)*1000","v":13.841699898},{"$f":"SUMIFS(Data!AS:AS,Data!$A:$A,$A84,Data!AS:AS,\">=\"&0)*1000","v":10.450800069999998},0.27936718210253264,31.678905691342052,26.095727490773875,15.124061494446916,7.8717646242453583,{"$f":"Data!$AZ$5","v":75.3},{"$f":" IF(Data!$AZ$2,1,R84) * (1 + E84/F84)","v":13.843205255863699},0.28553595754081945,-8.5395624569534881E-2,8.2607289279978282]
[80,{"$f":"SUMIF(Data!$A:$A,$A85,Data!G:G)/ SUMIF(Data!$A:$A,$A85,Data!F:F)","v":0.12300762300762301},{"$f":"SUMIFS(Data!L:L,Data!$A:$A,$A85,Data!L:L,\">=\"&0)","v":41787.428100000005},{"$f":"SUMIFS(Data!M:M,Data!$A:$A,$A85,Data!M:M,\">=\"&0)","v":41627.520340000003},{"$f":"SUMIFS(Data!N:N,Data!$A:$A,$A85,Data!N:N,\">=\"&0)*1000","v":330.08690200000001},{"$f":"SUMIFS(Data!O:O,Data!$A:$A,$A85,Data!O:O,\">=\"&0)*1000","v":14.314300070000002},{"$f":"SUMIFS(Data!R:R,Data!$A:$A,$A85,Data!R:R,\">=\"&0)","v":40010.898699999991},{"$f":"SUMIFS(Data!S:S,Data!$A:$A,$A85,Data!S:S,\">=\"&0)","v":39859.937660000003},{"$f":"SUMIFS(Data!AA:AA,Data!$A:$A,$A85,Data!AA:AA,\">=\"&0)*1000","v":15.629499970000001},{"$f":"SUMIFS(Data!AG:AG,Data!$A:$A,$A85,Data!AG:AG,\">=\"&0)*1000","v":12.106299999999999},{"$f":"SUMIFS(Data!AM:AM,Data!$A:$A,$A85,Data!AM:AM,\">=\"&0)*1000","v":13.58050021},{"$f":"SUMIFS(Data!AS:AS,Data!$A:$A,$A85,Data!AS:AS,\">=\"&0)*1000","v":10.008099999999999},0.38266954266085079,35.735638896964453,25.873362100155063,29.102202737417727,8.4148558976579917,{"$f":"Data!$AZ$5","v":75.3},{"$f":" IF(Data!$AZ$2,1,R85) * (1 + E85/F85)","v":24.059940086892421},0.37729979806723873,0.12919573320422062,4.4344843062155359]
[81,{"$f":"SUMIF(Data!$A:$A,$A86,Data!G:G)/ SUMIF(Data!$A:$A,$A86,Data!F:F)","v":0.48328599519335808},{"$f":"SUMIFS(Data!L:L,Data!$A:$A,$A86,Data!L:L,\">=\"&0)","v":31766.094300000004},{"$f":"SUMIFS(Data!M:M,Data!$A:$A,$A86,Data!M:M,\">=\"&0)","v":31641.826860000001},{"$f":"SUMIFS(Data!N:N,Data!$A:$A,$A86,Data!N:N,\">=\"&0)*1000","v":230.64569999999998},{"$f":"SUMIFS(Data!O:O,Data!$A:$A,$A86,Data!O:O,\">=\"&0)*1000","v":14.985499830000002},{"$f":"SUMIFS(Data!R:R,Data!$A:$A,$A86,Data!R:R,\">=\"&0)","v":29743.086800000001},{"$f":"SUMIFS(Data!S:S,Data!$A:$A,$A86,Data!S:S,\">=\"&0)","v":29624.116440000002},{"$f":"SUMIFS(Data!AA:AA,Data!$A:$A,$A86,Data!AA:AA,\">=\"&0)*1000","v":16.305599999999998},{"$f":"SUMIFS(Data!AG:AG,Data!$A:$A,$A86,Data!AG:AG,\">=\"&0)*1000","v":13.720400040000001},{"$f":"SUMIFS(Data!AM:AM,Data!$A:$A,$A86,Data!AM:AM,\">=\"&0)*1000","v":15.137600000000001},{"$f":"SUMIFS(Data!AS:AS,Data!$A:$A,$A86,Data!AS:AS,\">=\"&0)*1000","v":11.429100000000002},0.39119521218572734,33.149521369826068,26.178508938924093,18.842015921279188,8.0959926037680106,{"$f":"Data!$AZ$5","v":75.3},{"$f":" IF(Data!$AZ$2,1,R86) * (1 + E86/F86)","v":16.391258390878775},0.39999331878357475,-0.14421203859581228,6.8110399987342252]
[82,{"$f":"SUMIF(Data!$A:$A,$A87,Data!G:G)/ SUMIF(Data!$A:$A,$A87,Data!F:F)","v":0.97885714285714287},{"$f":"SUMIFS(Data!L:L,Data!$A:$A,$A87,Data!L:L,\">=\"&0)","v":8887.7920000000013},{"$f":"SUMIFS(Data!M:M,Data!$A:$A,$A87,Data!M:M,\">=\"&0)","v":8820.8894939999991},{"$f":"SUMIFS(Data!N:N,Data!$A:$A,$A87,Data!N:N,\">=\"&0)*1000","v":64.035700200000008},{"$f":"SUMIFS(Data!O:O,Data!$A:$A,$A87,Data!O:O,\">=\"&0)*1000","v":8.3489999999999984},{"$f":"SUMIFS(Data!R:R,Data!$A:$A,$A87,Data!R:R,\">=\"&0)","v":7752.4010020000005},{"$f":"SUMIFS(Data!S:S,Data!$A:$A,$A87,Data!S:S,\">=\"&0)","v":7686.5643110000001},{"$f":"SUMIFS(Data!AA:AA,Data!$A:$A,$A87,Data!AA:AA,\">=\"&0)*1000","v":9.0420999949999992},{"$f":"SUMIFS(Data!AG:AG,Data!$A:$A,$A87,Data!AG:AG,\">=\"&0)*1000","v":8.2800000300000018},{"$f":"SUMIFS(Data!AM:AM,Data!$A:$A,$A87,Data!AM:AM,\">=\"&0)*1000","v":9.0805000100000015},{"$f":"SUMIFS(Data!AS:AS,Data!$A:$A,$A87,Data!AS:AS,\">=\"&0)*1000","v":6.8934999299999999},0.75274608136646504,29.824416947437872,26.339735021866119,9.2041058241396847,7.6652547017093786,{"$f":"Data!$AZ$5","v":75.3},{"$f":" IF(Data!$AZ$2,1,R87) * (1 + E87/F87)","v":8.6698646784046005},0.8492425892702864,-0.8366116654647312,14.757245722600686]
[83,{"$f":"SUMIF(Data!$A:$A,$A88,Data!G:G)/ SUMIF(Data!$A:$A,$A88,Data!F:F)","v":0.27708569271423178},{"$f":"SUMIFS(Data!L:L,Data!$A:$A,$A88,Data!L:L,\">=\"&0)","v":38666.524880000004},{"$f":"SUMIFS(Data!M:M,Data!$A:$A,$A88,Data!M:M,\">=\"&0)","v":38530.044900000001},{"$f":"SUMIFS(Data!N:N,Data!$A:$A,$A88,Data!N:N,\">=\"&0)*1000","v":289.63240000000002},{"$f":"SUMIFS(Data!O:O,Data!$A:$A,$A88,Data!O:O,\">=\"&0)*1000","v":14.474599900000003},{"$f":"SUMIFS(Data!R:R,Data!$A:$A,$A88,Data!R:R,\">=\"&0)","v":36773.495300000002},{"$f":"SUMIFS(Data!S:S,Data!$A:$A,$A88,Data!S:S,\">=\"&0)","v":36643.305200000003},{"$f":"SUMIFS(Data!AA:AA,Data!$A:$A,$A88,Data!AA:AA,\">=\"&0)*1000","v":15.777100000000003},{"$f":"SUMIFS(Data!AG:AG,Data!$A:$A,$A88,Data!AG:AG,\">=\"&0)*1000","v":12.647499999999999},{"$f":"SUMIFS(Data!AM:AM,Data!$A:$A,$A88,Data!AM:AM,\">=\"&0)*1000","v":14.112200060000001},{"$f":"SUMIFS(Data!AS:AS,Data!$A:$A,$A88,Data!AS:AS,\">=\"&0)*1000","v":10.470699999999997},0.35296675980984532,34.572016785851709,25.977756320564222,24.744811227515349,8.2556369675035324,{"$f":"Data!$AZ$5","v":75.3},{"$f":" IF(Data!$AZ$2,1,R88) * (1 + E88/F88)","v":21.00969988814682},0.35403243270160339,-2.2389467634770701E-2,5.1489342724465814]
[84,{"$f":"SUMIF(Data!$A:$A,$A89,Data!G:G)/ SUMIF(Data!$A:$A,$A89,Data!F:F)","v":0.54339273316361958},{"$f":"SUMIFS(Data!L:L,Data!$A:$A,$A89,Data!L:L,\">=\"&0)","v":27681.727660000008},{"$f":"SUMIFS(Data!M:M,Data!$A:$A,$A89,Data!M:M,\">=\"&0)","v":27607.550994000001},{"$f":"SUMIFS(Data!N:N,Data!$A:$A,$A89,Data!N:N,\">=\"&0)*1000","v":201.12870100000001},{"$f":"SUMIFS(Data!O:O,Data!$A:$A,$A89,Data!O:O,\">=\"&0)*1000","v":15.656000000000001},{"$f":"SUMIFS(Data!R:R,Data!$A:$A,$A89,Data!R:R,\">=\"&0)","v":25594.105589999996},{"$f":"SUMIFS(Data!S:S,Data!$A:$A,$A89,Data!S:S,\">=\"&0)","v":25521.754163999998},{"$f":"SUMIFS(Data!AA:AA,Data!$A:$A,$A89,Data!AA:AA,\">=\"&0)*1000","v":17.000300099999997},{"$f":"SUMIFS(Data!AG:AG,Data!$A:$A,$A89,Data!AG:AG,\">=\"&0)*1000","v":14.711699999999999},{"$f":"SUMIFS(Data!AM:AM,Data!$A:$A,$A89,Data!AM:AM,\">=\"&0)*1000","v":16.035700000000002},{"$f":"SUMIFS(Data!AS:AS,Data!$A:$A,$A89,Data!AS:AS,\">=\"&0)*1000","v":12.095399900000002},0.26796255967502947,32.448037143160732,26.639849842909165,15.556326597198144,7.9075080562842288,{"$f":"Data!$AZ$5","v":75.3},{"$f":" IF(Data!$AZ$2,1,R89) * (1 + E89/F89)","v":13.846748914154318},0.28268784679964065,-0.2038973535033205,8.1726233102822796]
[85,{"$f":"SUMIF(Data!$A:$A,$A90,Data!G:G)/ SUMIF(Data!$A:$A,$A90,Data!F:F)","v":0.96906187624750495},{"$f":"SUMIFS(Data!L:L,Data!$A:$A,$A90,Data!L:L,\">=\"&0)","v":10181.602699999999},{"$f":"SUMIFS(Data!M:M,Data!$A:$A,$A90,Data!M:M,\">=\"&0)","v":10120.787126000001},{"$f":"SUMIFS(Data!N:N,Data!$A:$A,$A90,Data!N:N,\">=\"&0)*1000","v":73.156099999999995},{"$f":"SUMIFS(Data!O:O,Data!$A:$A,$A90,Data!O:O,\">=\"&0)*1000","v":9.7440999499999972},{"$f":"SUMIFS(Data!R:R,Data!$A:$A,$A90,Data!R:R,\">=\"&0)","v":8867.6738299999997},{"$f":"SUMIFS(Data!S:S,Data!$A:$A,$A90,Data!S:S,\">=\"&0)","v":8808.0433819999998},{"$f":"SUMIFS(Data!AA:AA,Data!$A:$A,$A90,Data!AA:AA,\">=\"&0)*1000","v":10.5465},{"$f":"SUMIFS(Data!AG:AG,Data!$A:$A,$A90,Data!AG:AG,\">=\"&0)*1000","v":9.6844000000000001},{"$f":"SUMIFS(Data!AM:AM,Data!$A:$A,$A90,Data!AM:AM,\">=\"&0)*1000","v":10.623100050000001},{"$f":"SUMIFS(Data!AS:AS,Data!$A:$A,$A90,Data!AS:AS,\">=\"&0)*1000","v":8.1662000100000007},0.59730845714494818,29.688224800549879,26.179331536825561,8.9019453967204889,7.6082117290096507,{"$f":"Data!$AZ$5","v":75.3},{"$f":" IF(Data!$AZ$2,1,R90) * (1 + E90/F90)","v":8.5077329230392404},0.67244746641746844,-0.63926262299237135,14.903920054284781]
[86,{"$f":"SUMIF(Data!$A:$A,$A91,Data!G:G)/ SUMIF(Data!$A:$A,$A91,Data!F:F)","v":0.40678306241220147},{"$f":"SUMIFS(Data!L:L,Data!$A:$A,$A91,Data!L:L,\">=\"&0)","v":34258.957600000002},{"$f":"SUMIFS(Data!M:M,Data!$A:$A,$A91,Data!M:M,\">=\"&0)","v":34162.66833},{"$f":"SUMIFS(Data!N:N,Data!$A:$A,$A91,Data!N:N,\">=\"&0)*1000","v":259.10350200000005},{"$f":"SUMIFS(Data!O:O,Data!$A:$A,$A91,Data!O:O,\">=\"&0)*1000","v":15.215199999999999},{"$f":"SUMIFS(Data!R:R,Data!$A:$A,$A91,Data!R:R,\">=\"&0)","v":32287.655999999999},{"$f":"SUMIFS(Data!S:S,Data!$A:$A,$A91,Data!S:S,\">=\"&0)","v":32197.57922},{"$f":"SUMIFS(Data!AA:AA,Data!$A:$A,$A91,Data!AA:AA,\">=\"&0)*1000","v":16.5626},{"$f":"SUMIFS(Data!AG:AG,Data!$A:$A,$A91,Data!AG:AG,\">=\"&0)*1000","v":13.752800100000002},{"$f":"SUMIFS(Data!AM:AM,Data!$A:$A,$A91,Data!AM:AM,\">=\"&0)*1000","v":15.30740001},{"$f":"SUMIFS(Data!AS:AS,Data!$A:$A,$A91,Data!AS:AS,\">=\"&0)*1000","v":11.476300090000001},0.2810630467051955,33.276343651198736,25.94215775505015,20.430747771866464,8.1351961648533422,{"$f":"Data!$AZ$5","v":75.3},{"$f":" IF(Data!$AZ$2,1,R91) * (1 + E91/F91)","v":18.02925377254325},0.27898209767844223,3.7517958091061503E-2,6.1032200482306953]
[87,{"$f":"SUMIF(Data!$A:$A,$A92,Data!G:G)/ SUMIF(Data!$A:$A,$A92,Data!F:F)","v":0.5760266370699223},{"$f":"SUMIFS(Data!L:L,Data!$A:$A,$A92,Data!L:L,\">=\"&0)","v":30521.131099999999},{"$f":"SUMIFS(Data!M:M,Data!$A:$A,$A92,Data!M:M,\">=\"&0)","v":30451.847420000002},{"$f":"SUMIFS(Data!N:N,Data!$A:$A,$A92,Data!N:N,\">=\"&0)*1000","v":221.86100019999998},{"$f":"SUMIFS(Data!O:O,Data!$A:$A,$A92,Data!O:O,\">=\"&0)*1000","v":15.522499969999995},{"$f":"SUMIFS(Data!R:R,Data!$A:$A,$A92,Data!R:R,\">=\"&0)","v":28442.1106},{"$f":"SUMIFS(Data!S:S,Data!$A:$A,$A92,Data!S:S,\">=\"&0)","v":28376.788070000002},{"$f":"SUMIFS(Data!AA:AA,Data!$A:$A,$A92,Data!AA:AA,\">=\"&0)*1000","v":16.8504},{"$f":"SUMIFS(Data!AG:AG,Data!$A:$A,$A92,Data!AG:AG,\">=\"&0)*1000","v":14.494800110000002},{"$f":"SUMIFS(Data!AM:AM,Data!$A:$A,$A92,Data!AM:AM,\">=\"&0)*1000","v":15.944000010000003},{"$f":"SUMIFS(Data!AS:AS,Data!$A:$A,$A92,Data!AS:AS,\">=\"&0)*1000","v":12.0199},0.22700233413039148,32.309828974007203,26.306924144881823,16.251344427819081,7.8805252694298389,{"$f":"Data!$AZ$5","v":75.3},{"$f":" IF(Data!$AZ$2,1,R92) * (1 + E92/F92)","v":15.292865236191723},0.22966836364105006,-4.0771230022211905E-2,7.3125236897186197]
[88,{"$f":"SUMIF(Data!$A:$A,$A93,Data!G:G)/ SUMIF(Data!$A:$A,$A93,Data!F:F)","v":0.23470464135021096},{"$f":"SUMIFS(Data!L:L,Data!$A:$A,$A93,Data!L:L,\">=\"&0)","v":39767.601300000002},{"$f":"SUMIFS(Data!M:M,Data!$A:$A,$A93,Data!M:M,\">=\"&0)","v":39653.113680000002},{"$f":"SUMIFS(Data!N:N,Data!$A:$A,$A93,Data!N:N,\">=\"&0)*1000","v":310.20450200000005},{"$f":"SUMIFS(Data!O:O,Data!$A:$A,$A93,Data!O:O,\">=\"&0)*1000","v":14.876799989999999},{"$f":"SUMIFS(Data!R:R,Data!$A:$A,$A93,Data!R:R,\">=\"&0)","v":37903.637000000002},{"$f":"SUMIFS(Data!S:S,Data!$A:$A,$A93,Data!S:S,\">=\"&0)","v":37798.943619999998},{"$f":"SUMIFS(Data!AA:AA,Data!$A:$A,$A93,Data!AA:AA,\">=\"&0)*1000","v":16.216999989999994},{"$f":"SUMIFS(Data!AG:AG,Data!$A:$A,$A93,Data!AG:AG,\">=\"&0)*1000","v":12.969200000000001},{"$f":"SUMIFS(Data!AM:AM,Data!$A:$A,$A93,Data!AM:AM,\">=\"&0)*1000","v":14.8049},{"$f":"SUMIFS(Data!AS:AS,Data!$A:$A,$A93,Data!AS:AS,\">=\"&0)*1000","v":10.943799899999998},0.28789169137038162,33.6572478139067,25.245655506315419,25.042408089936096,8.264167237013087,{"$f":"Data!$AZ$5","v":75.3},{"$f":" IF(Data!$AZ$2,1,R93) * (1 + E93/F93)","v":21.85156096798476},0.2762093252423356,0.2552779356973176,4.9053488865729467]
[89,{"$f":"SUMIF(Data!$A:$A,$A94,Data!G:G)/ SUMIF(Data!$A:$A,$A94,Data!F:F)","v":0.29980097702189251},{"$f":"SUMIFS(Data!L:L,Data!$A:$A,$A94,Data!L:L,\">=\"&0)","v":39617.714700000004},{"$f":"SUMIFS(Data!M:M,Data!$A:$A,$A94,Data!M:M,\">=\"&0)","v":39502.286949999994},{"$f":"SUMIFS(Data!N:N,Data!$A:$A,$A94,Data!N:N,\">=\"&0)*1000","v":299.28159900000003},{"$f":"SUMIFS(Data!O:O,Data!$A:$A,$A94,Data!O:O,\">=\"&0)*1000","v":15.33930013},{"$f":"SUMIFS(Data!R:R,Data!$A:$A,$A94,Data!R:R,\">=\"&0)","v":37634.163000000008},{"$f":"SUMIFS(Data!S:S,Data!$A:$A,$A94,Data!S:S,\">=\"&0)","v":37529.333270000003},{"$f":"SUMIFS(Data!AA:AA,Data!$A:$A,$A94,Data!AA:AA,\">=\"&0)*1000","v":16.7199001},{"$f":"SUMIFS(Data!AG:AG,Data!$A:$A,$A94,Data!AG:AG,\">=\"&0)*1000","v":13.523600099999999},{"$f":"SUMIFS(Data!AM:AM,Data!$A:$A,$A94,Data!AM:AM,\">=\"&0)*1000","v":15.101099999999997},{"$f":"SUMIFS(Data!AS:AS,Data!$A:$A,$A94,Data!AS:AS,\">=\"&0)*1000","v":11.21499998},0.29135388266100526,34.165616149015129,25.940660580321349,23.634978677016647,8.2572261900057615,{"$f":"Data!$AZ$5","v":75.3},{"$f":" IF(Data!$AZ$2,1,R94) * (1 + E94/F94)","v":20.510772751272846},0.27854938609902102,0.2626301191773131,5.2570976036420136]
[90,{"$f":"SUMIF(Data!$A:$A,$A95,Data!G:G)/ SUMIF(Data!$A:$A,$A95,Data!F:F)","v":0.64904589994842699},{"$f":"SUMIFS(Data!L:L,Data!$A:$A,$A95,Data!L:L,\">=\"&0)","v":25810.588199999998},{"$f":"SUMIFS(Data!M:M,Data!$A:$A,$A95,Data!M:M,\">=\"&0)","v":25723.393640000002},{"$f":"SUMIFS(Data!N:N,Data!$A:$A,$A95,Data!N:N,\">=\"&0)*1000","v":191.3646},{"$f":"SUMIFS(Data!O:O,Data!$A:$A,$A95,Data!O:O,\">=\"&0)*1000","v":13.883199999999999},{"$f":"SUMIFS(Data!R:R,Data!$A:$A,$A95,Data!R:R,\">=\"&0)","v":23961.466769999999},{"$f":"SUMIFS(Data!S:S,Data!$A:$A,$A95,Data!S:S,\">=\"&0)","v":23878.463790000002},{"$f":"SUMIFS(Data!AA:AA,Data!$A:$A,$A95,Data!AA:AA,\">=\"&0)*1000","v":15.068899979999999},{"$f":"SUMIFS(Data!AG:AG,Data!$A:$A,$A95,Data!AG:AG,\">=\"&0)*1000","v":13.082400000000002},{"$f":"SUMIFS(Data!AM:AM,Data!$A:$A,$A95,Data!AM:AM,\">=\"&0)*1000","v":14.490200060000001},{"$f":"SUMIFS(Data!AS:AS,Data!$A:$A,$A95,Data!AS:AS,\">=\"&0)*1000","v":11.15420001},0.33782476913872223,31.734711964407786,25.7799759025783,15.184522564667024,7.8685237912104133,{"$f":"Data!$AZ$5","v":75.3},{"$f":" IF(Data!$AZ$2,1,R95) * (1 + E95/F95)","v":14.783897084245709},0.34640191602927273,-0.12680365690635673,7.7263339309651569]
[91,{"$f":"SUMIF(Data!$A:$A,$A96,Data!G:G)/ SUMIF(Data!$A:$A,$A96,Data!F:F)","v":0.14329366355741396},{"$f":"SUMIFS(Data!L:L,Data!$A:$A,$A96,Data!L:L,\">=\"&0)","v":46151.520460000007},{"$f":"SUMIFS(Data!M:M,Data!$A:$A,$A96,Data!M:M,\">=\"&0)","v":45986.869750000005},{"$f":"SUMIFS(Data!N:N,Data!$A:$A,$A96,Data!N:N,\">=\"&0)*1000","v":350.01550029999999},{"$f":"SUMIFS(Data!O:O,Data!$A:$A,$A96,Data!O:O,\">=\"&0)*1000","v":15.567400000000003},{"$f":"SUMIFS(Data!R:R,Data!$A:$A,$A96,Data!R:R,\">=\"&0)","v":44147.879699999998},{"$f":"SUMIFS(Data!S:S,Data!$A:$A,$A96,Data!S:S,\">=\"&0)","v":43999.315699999999},{"$f":"SUMIFS(Data!AA:AA,Data!$A:$A,$A96,Data!AA:AA,\">=\"&0)*1000","v":17.003599900000001},{"$f":"SUMIFS(Data!AG:AG,Data!$A:$A,$A96,Data!AG:AG,\">=\"&0)*1000","v":13.3036002},{"$f":"SUMIFS(Data!AM:AM,Data!$A:$A,$A96,Data!AM:AM,\">=\"&0)*1000","v":14.931899989999998},{"$f":"SUMIFS(Data!AS:AS,Data!$A:$A,$A96,Data!AS:AS,\">=\"&0)*1000","v":10.994200010000002},0.35676118220786712,35.261192880418491,25.864845472559338,27.812018133256888,8.4464460963939665,{"$f":"Data!$AZ$5","v":75.3},{"$f":" IF(Data!$AZ$2,1,R96) * (1 + E96/F96)","v":23.483876581831257},0.33651446232422005,0.47547147093447667,4.5172385487804334]
[92,{"$f":"SUMIF(Data!$A:$A,$A97,Data!G:G)/ SUMIF(Data!$A:$A,$A97,Data!F:F)","v":0.92224231464737794},{"$f":"SUMIFS(Data!L:L,Data!$A:$A,$A97,Data!L:L,\">=\"&0)","v":11256.0064},{"$f":"SUMIFS(Data!M:M,Data!$A:$A,$A97,Data!M:M,\">=\"&0)","v":11207.835550000002},{"$f":"SUMIFS(Data!N:N,Data!$A:$A,$A97,Data!N:N,\">=\"&0)*1000","v":82.417298699999989},{"$f":"SUMIFS(Data!O:O,Data!$A:$A,$A97,Data!O:O,\">=\"&0)*1000","v":10.304999979999998},{"$f":"SUMIFS(Data!R:R,Data!$A:$A,$A97,Data!R:R,\">=\"&0)","v":9891.4045799999985},{"$f":"SUMIFS(Data!S:S,Data!$A:$A,$A97,Data!S:S,\">=\"&0)","v":9845.6441399999985},{"$f":"SUMIFS(Data!AA:AA,Data!$A:$A,$A97,Data!AA:AA,\">=\"&0)*1000","v":11.165399899999997},{"$f":"SUMIFS(Data!AG:AG,Data!$A:$A,$A97,Data!AG:AG,\">=\"&0)*1000","v":10.1747},{"$f":"SUMIFS(Data!AM:AM,Data!$A:$A,$A97,Data!AM:AM,\">=\"&0)*1000","v":11.19609977},{"$f":"SUMIFS(Data!AS:AS,Data!$A:$A,$A97,Data!AS:AS,\">=\"&0)*1000","v":8.5075000599999999},0.42795684622210778,29.885814649589459,26.200997247001855,9.7368954367204719,7.7059480870004471,{"$f":"Data!$AZ$5","v":75.3},{"$f":" IF(Data!$AZ$2,1,R97) * (1 + E97/F97)","v":8.9977970752019356},0.46262833179956758,-0.31196699152177393,13.835472729161658]
[93,{"$f":"SUMIF(Data!$A:$A,$A98,Data!G:G)/ SUMIF(Data!$A:$A,$A98,Data!F:F)","v":0.71762013729977114},{"$f":"SUMIFS(Data!L:L,Data!$A:$A,$A98,Data!L:L,\">=\"&0)","v":26239.434800000006},{"$f":"SUMIFS(Data!M:M,Data!$A:$A,$A98,Data!M:M,\">=\"&0)","v":26179.916719999994},{"$f":"SUMIFS(Data!N:N,Data!$A:$A,$A98,Data!N:N,\">=\"&0)*1000","v":190.57880100000003},{"$f":"SUMIFS(Data!O:O,Data!$A:$A,$A98,Data!O:O,\">=\"&0)*1000","v":17.474400030000002},{"$f":"SUMIFS(Data!R:R,Data!$A:$A,$A98,Data!R:R,\">=\"&0)","v":23924.472879999998},{"$f":"SUMIFS(Data!S:S,Data!$A:$A,$A98,Data!S:S,\">=\"&0)","v":23868.7042},{"$f":"SUMIFS(Data!AA:AA,Data!$A:$A,$A98,Data!AA:AA,\">=\"&0)*1000","v":18.963499919999997},{"$f":"SUMIFS(Data!AG:AG,Data!$A:$A,$A98,Data!AG:AG,\">=\"&0)*1000","v":16.783999999999999},{"$f":"SUMIFS(Data!AM:AM,Data!$A:$A,$A98,Data!AM:AM,\">=\"&0)*1000","v":18.452299969999999},{"$f":"SUMIFS(Data!AS:AS,Data!$A:$A,$A98,Data!AS:AS,\">=\"&0)*1000","v":14.053300100000001},0.22682683698664327,31.16208221210972,26.207547125933424,12.985581029551941,7.8524528503807751,{"$f":"Data!$AZ$5","v":75.3},{"$f":" IF(Data!$AZ$2,1,R98) * (1 + E98/F98)","v":11.906171351967156},0.23310306680410928,-7.472586765107582E-2,9.683024686358932]
[94,{"$f":"SUMIF(Data!$A:$A,$A99,Data!G:G)/ SUMIF(Data!$A:$A,$A99,Data!F:F)","v":0.75907354345749756},{"$f":"SUMIFS(Data!L:L,Data!$A:$A,$A99,Data!L:L,\">=\"&0)","v":25127.1237},{"$f":"SUMIFS(Data!M:M,Data!$A:$A,$A99,Data!M:M,\">=\"&0)","v":25069.440549999999},{"$f":"SUMIFS(Data!N:N,Data!$A:$A,$A99,Data!N:N,\">=\"&0)*1000","v":179.60950200000002},{"$f":"SUMIFS(Data!O:O,Data!$A:$A,$A99,Data!O:O,\">=\"&0)*1000","v":17.46379993},{"$f":"SUMIFS(Data!R:R,Data!$A:$A,$A99,Data!R:R,\">=\"&0)","v":22780.109799999998},{"$f":"SUMIFS(Data!S:S,Data!$A:$A,$A99,Data!S:S,\">=\"&0)","v":22726.019380000009},{"$f":"SUMIFS(Data!AA:AA,Data!$A:$A,$A99,Data!AA:AA,\">=\"&0)*1000","v":18.943099909999997},{"$f":"SUMIFS(Data!AG:AG,Data!$A:$A,$A99,Data!AG:AG,\">=\"&0)*1000","v":16.859399960000001},{"$f":"SUMIFS(Data!AM:AM,Data!$A:$A,$A99,Data!AM:AM,\">=\"&0)*1000","v":18.264500019999996},{"$f":"SUMIFS(Data!AS:AS,Data!$A:$A,$A99,Data!AS:AS,\">=\"&0)*1000","v":13.948399890000003},0.22956527252659942,31.572252425941755,26.744514682980725,12.359277049857686,7.809175831982385,{"$f":"Data!$AZ$5","v":75.3},{"$f":" IF(Data!$AZ$2,1,R99) * (1 + E99/F99)","v":11.284674739743197},0.23744582653411767,-8.8929488743823198E-2,10.311621805894934]
[95,{"$f":"SUMIF(Data!$A:$A,$A100,Data!G:G)/ SUMIF(Data!$A:$A,$A100,Data!F:F)","v":0.13260602335586971},{"$f":"SUMIFS(Data!L:L,Data!$A:$A,$A100,Data!L:L,\">=\"&0)","v":48291.214100000005},{"$f":"SUMIFS(Data!M:M,Data!$A:$A,$A100,Data!M:M,\">=\"&0)","v":48109.682569999997},{"$f":"SUMIFS(Data!N:N,Data!$A:$A,$A100,Data!N:N,\">=\"&0)*1000","v":367.22559799999999},{"$f":"SUMIFS(Data!O:O,Data!$A:$A,$A100,Data!O:O,\">=\"&0)*1000","v":16.293800019999999},{"$f":"SUMIFS(Data!R:R,Data!$A:$A,$A100,Data!R:R,\">=\"&0)","v":46202.408800000005},{"$f":"SUMIFS(Data!S:S,Data!$A:$A,$A100,Data!S:S,\">=\"&0)","v":46037.956100000003},{"$f":"SUMIFS(Data!AA:AA,Data!$A:$A,$A100,Data!AA:AA,\">=\"&0)*1000","v":17.810500000000005},{"$f":"SUMIFS(Data!AG:AG,Data!$A:$A,$A100,Data!AG:AG,\">=\"&0)*1000","v":13.856100000000001},{"$f":"SUMIFS(Data!AM:AM,Data!$A:$A,$A100,Data!AM:AM,\">=\"&0)*1000","v":15.3712},{"$f":"SUMIFS(Data!AS:AS,Data!$A:$A,$A100,Data!AS:AS,\">=\"&0)*1000","v":11.311299999999999},0.37591005606961425,36.008276065912959,26.268134683120277,28.539055001046499,8.5157630611156669,{"$f":"Data!$AZ$5","v":75.3},{"$f":" IF(Data!$AZ$2,1,R100) * (1 + E100/F100)","v":23.537750405015711},0.35593966693788837,0.47005803487360232,4.5000400658533835]
[96,{"$f":"SUMIF(Data!$A:$A,$A101,Data!G:G)/ SUMIF(Data!$A:$A,$A101,Data!F:F)","v":0.36643530877380315},{"$f":"SUMIFS(Data!L:L,Data!$A:$A,$A101,Data!L:L,\">=\"&0)","v":38816.2736},{"$f":"SUMIFS(Data!M:M,Data!$A:$A,$A101,Data!M:M,\">=\"&0)","v":38726.149550000002},{"$f":"SUMIFS(Data!N:N,Data!$A:$A,$A101,Data!N:N,\">=\"&0)*1000","v":295.16569999999996},{"$f":"SUMIFS(Data!O:O,Data!$A:$A,$A101,Data!O:O,\">=\"&0)*1000","v":16.666299989999999},{"$f":"SUMIFS(Data!R:R,Data!$A:$A,$A101,Data!R:R,\">=\"&0)","v":36681.481599999999},{"$f":"SUMIFS(Data!S:S,Data!$A:$A,$A101,Data!S:S,\">=\"&0)","v":36601.250059999998},{"$f":"SUMIFS(Data!AA:AA,Data!$A:$A,$A101,Data!AA:AA,\">=\"&0)*1000","v":18.153600020000003},{"$f":"SUMIFS(Data!AG:AG,Data!$A:$A,$A101,Data!AG:AG,\">=\"&0)*1000","v":14.92449996},{"$f":"SUMIFS(Data!AM:AM,Data!$A:$A,$A101,Data!AM:AM,\">=\"&0)*1000","v":16.449099999999998},{"$f":"SUMIFS(Data!AS:AS,Data!$A:$A,$A101,Data!AS:AS,\">=\"&0)*1000","v":12.2576999},0.23218109736324233,34.066660255125733,26.362551883319373,21.636236179801639,8.192865483217826,{"$f":"Data!$AZ$5","v":75.3},{"$f":" IF(Data!$AZ$2,1,R101) * (1 + E101/F101)","v":18.710331637922231},0.2187249164984674,0.25176960655980213,5.8055380253862365]
[97,{"$f":"SUMIF(Data!$A:$A,$A102,Data!G:G)/ SUMIF(Data!$A:$A,$A102,Data!F:F)","v":0.84541984732824427},{"$f":"SUMIFS(Data!L:L,Data!$A:$A,$A102,Data!L:L,\">=\"&0)","v":20806.019700000001},{"$f":"SUMIFS(Data!M:M,Data!$A:$A,$A102,Data!M:M,\">=\"&0)","v":20747.296679999996},{"$f":"SUMIFS(Data!N:N,Data!$A:$A,$A102,Data!N:N,\">=\"&0)*1000","v":147.81140000000002},{"$f":"SUMIFS(Data!O:O,Data!$A:$A,$A102,Data!O:O,\">=\"&0)*1000","v":16.432499999999997},{"$f":"SUMIFS(Data!R:R,Data!$A:$A,$A102,Data!R:R,\">=\"&0)","v":18596.393699999997},{"$f":"SUMIFS(Data!S:S,Data!$A:$A,$A102,Data!S:S,\">=\"&0)","v":18540.239680000002},{"$f":"SUMIFS(Data!AA:AA,Data!$A:$A,$A102,Data!AA:AA,\">=\"&0)*1000","v":17.810000000000002},{"$f":"SUMIFS(Data!AG:AG,Data!$A:$A,$A102,Data!AG:AG,\">=\"&0)*1000","v":16.078499900000001},{"$f":"SUMIFS(Data!AM:AM,Data!$A:$A,$A102,Data!AM:AM,\">=\"&0)*1000","v":17.418799979999999},{"$f":"SUMIFS(Data!AS:AS,Data!$A:$A,$A102,Data!AS:AS,\">=\"&0)*1000","v":13.336099899999999},0.28224052868701699,30.958189463674739,26.71712334059082,10.769040089368055,7.7344188658057478,{"$f":"Data!$AZ$5","v":75.3},{"$f":" IF(Data!$AZ$2,1,R102) * (1 + E102/F102)","v":9.995064658451243},0.30196187984552347,-0.19711617998129463,11.904144919878368]
[98,{"$f":"SUMIF(Data!$A:$A,$A103,Data!G:G)/ SUMIF(Data!$A:$A,$A103,Data!F:F)","v":0.85998755444928443},{"$f":"SUMIFS(Data!L:L,Data!$A:$A,$A103,Data!L:L,\">=\"&0)","v":18637.72453},{"$f":"SUMIFS(Data!M:M,Data!$A:$A,$A103,Data!M:M,\">=\"&0)","v":18573.18721},{"$f":"SUMIFS(Data!N:N,Data!$A:$A,$A103,Data!N:N,\">=\"&0)*1000","v":133.79000050000002},{"$f":"SUMIFS(Data!O:O,Data!$A:$A,$A103,Data!O:O,\">=\"&0)*1000","v":14.200499970000003},{"$f":"SUMIFS(Data!R:R,Data!$A:$A,$A103,Data!R:R,\">=\"&0)","v":16730.396629999999},{"$f":"SUMIFS(Data!S:S,Data!$A:$A,$A103,Data!S:S,\">=\"&0)","v":16669.6227},{"$f":"SUMIFS(Data!AA:AA,Data!$A:$A,$A103,Data!AA:AA,\">=\"&0)*1000","v":15.407499989999998},{"$f":"SUMIFS(Data!AG:AG,Data!$A:$A,$A103,Data!AG:AG,\">=\"&0)*1000","v":13.8637999},{"$f":"SUMIFS(Data!AM:AM,Data!$A:$A,$A103,Data!AM:AM,\">=\"&0)*1000","v":15.109000049999999},{"$f":"SUMIFS(Data!AS:AS,Data!$A:$A,$A103,Data!AS:AS,\">=\"&0)*1000","v":11.593599929999998},0.34627252858103841,30.849120810748559,26.457870775745441,11.134754548787139,7.8338472872521825,{"$f":"Data!$AZ$5","v":75.3},{"$f":" IF(Data!$AZ$2,1,R103) * (1 + E103/F103)","v":10.421499298098304},0.36325456798210637,-0.1769783116985075,11.419361699170306]
[99,{"$f":"SUMIF(Data!$A:$A,$A104,Data!G:G)/ SUMIF(Data!$A:$A,$A104,Data!F:F)","v":0.93574690150032613},{"$f":"SUMIFS(Data!L:L,Data!$A:$A,$A104,Data!L:L,\">=\"&0)","v":16156.1041},{"$f":"SUMIFS(Data!M:M,Data!$A:$A,$A104,Data!M:M,\">=\"&0)","v":16090.148579999997},{"$f":"SUMIFS(Data!N:N,Data!$A:$A,$A104,Data!N:N,\">=\"&0)*1000","v":114.27540000000002},{"$f":"SUMIFS(Data!O:O,Data!$A:$A,$A104,Data!O:O,\">=\"&0)*1000","v":14.488899999999999},{"$f":"SUMIFS(Data!R:R,Data!$A:$A,$A104,Data!R:R,\">=\"&0)","v":14207.370999999999},{"$f":"SUMIFS(Data!S:S,Data!$A:$A,$A104,Data!S:S,\">=\"&0)","v":14144.28138},{"$f":"SUMIFS(Data!AA:AA,Data!$A:$A,$A104,Data!AA:AA,\">=\"&0)*1000","v":15.691399970000003},{"$f":"SUMIFS(Data!AG:AG,Data!$A:$A,$A104,Data!AG:AG,\">=\"&0)*1000","v":14.3375},{"$f":"SUMIFS(Data!AM:AM,Data!$A:$A,$A104,Data!AM:AM,\">=\"&0)*1000","v":15.6960002},{"$f":"SUMIFS(Data!AS:AS,Data!$A:$A,$A104,Data!AS:AS,\">=\"&0)*1000","v":12.0086999},0.40823901351318453,29.987524124357329,26.31573213605629,9.4430686660854626,7.6634332965766827,{"$f":"Data!$AZ$5","v":75.3},{"$f":" IF(Data!$AZ$2,1,R104) * (1 + E104/F104)","v":8.887099779831459},0.44406259257957603,-0.31836772163370275,13.757271562424167]
[100,{"$f":"SUMIF(Data!$A:$A,$A105,Data!G:G)/ SUMIF(Data!$A:$A,$A105,Data!F:F)","v":0.88192840646651272},{"$f":"SUMIFS(Data!L:L,Data!$A:$A,$A105,Data!L:L,\">=\"&0)","v":18496.5916},{"$f":"SUMIFS(Data!M:M,Data!$A:$A,$A105,Data!M:M,\">=\"&0)","v":18433.782850000003},{"$f":"SUMIFS(Data!N:N,Data!$A:$A,$A105,Data!N:N,\">=\"&0)*1000","v":132.69809949999998},{"$f":"SUMIFS(Data!O:O,Data!$A:$A,$A105,Data!O:O,\">=\"&0)*1000","v":15.861200000000002},{"$f":"SUMIFS(Data!R:R,Data!$A:$A,$A105,Data!R:R,\">=\"&0)","v":16392.6921},{"$f":"SUMIFS(Data!S:S,Data!$A:$A,$A105,Data!S:S,\">=\"&0)","v":16333.748899999999},{"$f":"SUMIFS(Data!AA:AA,Data!$A:$A,$A105,Data!AA:AA,\">=\"&0)*1000","v":17.182900069999999},{"$f":"SUMIFS(Data!AG:AG,Data!$A:$A,$A105,Data!AG:AG,\">=\"&0)*1000","v":15.61420004},{"$f":"SUMIFS(Data!AM:AM,Data!$A:$A,$A105,Data!AM:AM,\">=\"&0)*1000","v":17.1210001},{"$f":"SUMIFS(Data!AS:AS,Data!$A:$A,$A105,Data!AS:AS,\">=\"&0)*1000","v":13.07819999},0.33956931827373271,30.153111626387087,26.272880135050752,10.046624393061121,7.6919499305450838,{"$f":"Data!$AZ$5","v":75.3},{"$f":" IF(Data!$AZ$2,1,R105) * (1 + E105/F105)","v":9.3662080737901281},0.35956998179695893,-0.18733037617240109,12.85702359487113]
[101,{"$f":"SUMIF(Data!$A:$A,$A106,Data!G:G)/ SUMIF(Data!$A:$A,$A106,Data!F:F)","v":0.45298833819241985},{"$f":"SUMIFS(Data!L:L,Data!$A:$A,$A106,Data!L:L,\">=\"&0)","v":36409.405300000006},{"$f":"SUMIFS(Data!M:M,Data!$A:$A,$A106,Data!M:M,\">=\"&0)","v":36329.6031},{"$f":"SUMIFS(Data!N:N,Data!$A:$A,$A106,Data!N:N,\">=\"&0)*1000","v":273.57959779999999},{"$f":"SUMIFS(Data!O:O,Data!$A:$A,$A106,Data!O:O,\">=\"&0)*1000","v":17.6334999},{"$f":"SUMIFS(Data!R:R,Data!$A:$A,$A106,Data!R:R,\">=\"&0)","v":34134.157699999996},{"$f":"SUMIFS(Data!S:S,Data!$A:$A,$A106,Data!S:S,\">=\"&0)","v":34062.677439999999},{"$f":"SUMIFS(Data!AA:AA,Data!$A:$A,$A106,Data!AA:AA,\">=\"&0)*1000","v":19.184699960000003},{"$f":"SUMIFS(Data!AG:AG,Data!$A:$A,$A106,Data!AG:AG,\">=\"&0)*1000","v":16.196699899999999},{"$f":"SUMIFS(Data!AM:AM,Data!$A:$A,$A106,Data!AM:AM,\">=\"&0)*1000","v":17.983099999999997},{"$f":"SUMIFS(Data!AS:AS,Data!$A:$A,$A106,Data!AS:AS,\">=\"&0)*1000","v":13.4846},0.21918017979822793,32.671112504168072,26.028898299433145,18.448202895949215,8.0856102166530945,{"$f":"Data!$AZ$5","v":75.3},{"$f":" IF(Data!$AZ$2,1,R106) * (1 + E106/F106)","v":16.514764473954486},0.20940976668657227,0.16135607135223004,6.6551599297885344]
[102,{"$f":"SUMIF(Data!$A:$A,$A107,Data!G:G)/ SUMIF(Data!$A:$A,$A107,Data!F:F)","v":0.45599051008303676},{"$f":"SUMIFS(Data!L:L,Data!$A:$A,$A107,Data!L:L,\">=\"&0)","v":29938.6456},{"$f":"SUMIFS(Data!M:M,Data!$A:$A,$A107,Data!M:M,\">=\"&0)","v":29872.309839999998},{"$f":"SUMIFS(Data!N:N,Data!$A:$A,$A107,Data!N:N,\">=\"&0)*1000","v":231.1095981},{"$f":"SUMIFS(Data!O:O,Data!$A:$A,$A107,Data!O:O,\">=\"&0)*1000","v":12.275600000000001},{"$f":"SUMIFS(Data!R:R,Data!$A:$A,$A107,Data!R:R,\">=\"&0)","v":28361.890800000001},{"$f":"SUMIFS(Data!S:S,Data!$A:$A,$A107,Data!S:S,\">=\"&0)","v":28300.93577},{"$f":"SUMIFS(Data!AA:AA,Data!$A:$A,$A107,Data!AA:AA,\">=\"&0)*1000","v":13.329299999999998},{"$f":"SUMIFS(Data!AG:AG,Data!$A:$A,$A107,Data!AG:AG,\">=\"&0)*1000","v":11.080599999999999},{"$f":"SUMIFS(Data!AM:AM,Data!$A:$A,$A107,Data!AM:AM,\">=\"&0)*1000","v":12.484299980000001},{"$f":"SUMIFS(Data!AS:AS,Data!$A:$A,$A107,Data!AS:AS,\">=\"&0)*1000","v":9.486100050000001},0.22157234794883893,32.818357813783273,25.318190871947614,20.294027399238313,7.9051413052448227,{"$f":"Data!$AZ$5","v":75.3},{"$f":" IF(Data!$AZ$2,1,R107) * (1 + E107/F107)","v":19.8267455847372},0.21491878108493734,0.13191857744161456,5.5523749559748037]
[103,{"$f":"SUMIF(Data!$A:$A,$A108,Data!G:G)/ SUMIF(Data!$A:$A,$A108,Data!F:F)","v":0.95478080773213669},{"$f":"SUMIFS(Data!L:L,Data!$A:$A,$A108,Data!L:L,\">=\"&0)","v":15107.433859999997},{"$f":"SUMIFS(Data!M:M,Data!$A:$A,$A108,Data!M:M,\">=\"&0)","v":15035.114119999998},{"$f":"SUMIFS(Data!N:N,Data!$A:$A,$A108,Data!N:N,\">=\"&0)*1000","v":107.15119990000001},{"$f":"SUMIFS(Data!O:O,Data!$A:$A,$A108,Data!O:O,\">=\"&0)*1000","v":13.94869999},{"$f":"SUMIFS(Data!R:R,Data!$A:$A,$A108,Data!R:R,\">=\"&0)","v":13234.04},{"$f":"SUMIFS(Data!S:S,Data!$A:$A,$A108,Data!S:S,\">=\"&0)","v":13164.436020000001},{"$f":"SUMIFS(Data!AA:AA,Data!$A:$A,$A108,Data!AA:AA,\">=\"&0)*1000","v":15.105599800000002},{"$f":"SUMIFS(Data!AG:AG,Data!$A:$A,$A108,Data!AG:AG,\">=\"&0)*1000","v":13.822699899999998},{"$f":"SUMIFS(Data!AM:AM,Data!$A:$A,$A108,Data!AM:AM,\">=\"&0)*1000","v":14.993900020000002},{"$f":"SUMIFS(Data!AS:AS,Data!$A:$A,$A108,Data!AS:AS,\">=\"&0)*1000","v":11.485799900000002},0.47870300588560055,30.318405336732525,26.661440438022609,9.2811094017891893,7.6587479167825041,{"$f":"Data!$AZ$5","v":75.3},{"$f":" IF(Data!$AZ$2,1,R108) * (1 + E108/F108)","v":8.6818054712495112},0.52594657413760171,-0.41015946933157332,14.21008919150033]
[104,{"$f":"SUMIF(Data!$A:$A,$A109,Data!G:G)/ SUMIF(Data!$A:$A,$A109,Data!F:F)","v":0.94062205466541005},{"$f":"SUMIFS(Data!L:L,Data!$A:$A,$A109,Data!L:L,\">=\"&0)","v":17270.890080000001},{"$f":"SUMIFS(Data!M:M,Data!$A:$A,$A109,Data!M:M,\">=\"&0)","v":17182.06338},{"$f":"SUMIFS(Data!N:N,Data!$A:$A,$A109,Data!N:N,\">=\"&0)*1000","v":118.50970040000001},{"$f":"SUMIFS(Data!O:O,Data!$A:$A,$A109,Data!O:O,\">=\"&0)*1000","v":15.197600100000001},{"$f":"SUMIFS(Data!R:R,Data!$A:$A,$A109,Data!R:R,\">=\"&0)","v":15172.543449999999},{"$f":"SUMIFS(Data!S:S,Data!$A:$A,$A109,Data!S:S,\">=\"&0)","v":15087.01899},{"$f":"SUMIFS(Data!AA:AA,Data!$A:$A,$A109,Data!AA:AA,\">=\"&0)*1000","v":16.459599899999997},{"$f":"SUMIFS(Data!AG:AG,Data!$A:$A,$A109,Data!AG:AG,\">=\"&0)*1000","v":15.037600020000001},{"$f":"SUMIFS(Data!AM:AM,Data!$A:$A,$A109,Data!AM:AM,\">=\"&0)*1000","v":16.2942},{"$f":"SUMIFS(Data!AS:AS,Data!$A:$A,$A109,Data!AS:AS,\">=\"&0)*1000","v":12.470399970000001},0.51431454654942388,30.432553738956891,26.713740336468383,9.4562954069049354,7.6672568450463778,{"$f":"Data!$AZ$5","v":75.3},{"$f":" IF(Data!$AZ$2,1,R109) * (1 + E109/F109)","v":8.7979220153318813},0.56367912395069619,-0.43430570229620835,13.886403877324206]
[105,{"$f":"SUMIF(Data!$A:$A,$A110,Data!G:G)/ SUMIF(Data!$A:$A,$A110,Data!F:F)","v":0.18741613239898613},{"$f":"SUMIFS(Data!L:L,Data!$A:$A,$A110,Data!L:L,\">=\"&0)","v":49706.574499999995},{"$f":"SUMIFS(Data!M:M,Data!$A:$A,$A110,Data!M:M,\">=\"&0)","v":49560.025399999999},{"$f":"SUMIFS(Data!N:N,Data!$A:$A,$A110,Data!N:N,\">=\"&0)*1000","v":374.08139999999997},{"$f":"SUMIFS(Data!O:O,Data!$A:$A,$A110,Data!O:O,\">=\"&0)*1000","v":17.054399799999999},{"$f":"SUMIFS(Data!R:R,Data!$A:$A,$A110,Data!R:R,\">=\"&0)","v":47512.847000000009},{"$f":"SUMIFS(Data!S:S,Data!$A:$A,$A110,Data!S:S,\">=\"&0)","v":47383.511899999998},{"$f":"SUMIFS(Data!AA:AA,Data!$A:$A,$A110,Data!AA:AA,\">=\"&0)*1000","v":18.631700070000004},{"$f":"SUMIFS(Data!AG:AG,Data!$A:$A,$A110,Data!AG:AG,\">=\"&0)*1000","v":14.678699999999997},{"$f":"SUMIFS(Data!AM:AM,Data!$A:$A,$A110,Data!AM:AM,\">=\"&0)*1000","v":16.442500000000003},{"$f":"SUMIFS(Data!AS:AS,Data!$A:$A,$A110,Data!AS:AS,\">=\"&0)*1000","v":12.101500100000001},0.29482840343382855,35.043077909308408,25.936880809419037,26.930178217417122,8.4656808776119696,{"$f":"Data!$AZ$5","v":75.3},{"$f":" IF(Data!$AZ$2,1,R110) * (1 + E110/F110)","v":22.934597780450765},0.2722107980605985,0.51872568199199309,4.593398447530439]
[106,{"$f":"SUMIF(Data!$A:$A,$A111,Data!G:G)/ SUMIF(Data!$A:$A,$A111,Data!F:F)","v":0.31998069498069498},{"$f":"SUMIFS(Data!L:L,Data!$A:$A,$A111,Data!L:L,\">=\"&0)","v":44767.655300000006},{"$f":"SUMIFS(Data!M:M,Data!$A:$A,$A111,Data!M:M,\">=\"&0)","v":44650.001361999995},{"$f":"SUMIFS(Data!N:N,Data!$A:$A,$A111,Data!N:N,\">=\"&0)*1000","v":336.04240149999998},{"$f":"SUMIFS(Data!O:O,Data!$A:$A,$A111,Data!O:O,\">=\"&0)*1000","v":17.368900100000005},{"$f":"SUMIFS(Data!R:R,Data!$A:$A,$A111,Data!R:R,\">=\"&0)","v":42520.8675},{"$f":"SUMIFS(Data!S:S,Data!$A:$A,$A111,Data!S:S,\">=\"&0)","v":42416.812582899998},{"$f":"SUMIFS(Data!AA:AA,Data!$A:$A,$A111,Data!AA:AA,\">=\"&0)*1000","v":18.942300100999997},{"$f":"SUMIFS(Data!AG:AG,Data!$A:$A,$A111,Data!AG:AG,\">=\"&0)*1000","v":15.365199901000002},{"$f":"SUMIFS(Data!AM:AM,Data!$A:$A,$A111,Data!AM:AM,\">=\"&0)*1000","v":17.115900301999996},{"$f":"SUMIFS(Data!AS:AS,Data!$A:$A,$A111,Data!AS:AS,\">=\"&0)*1000","v":12.693100000000001},0.26281014096355942,34.129509980756076,26.041647188528216,23.280531480538613,8.3062774457729702,{"$f":"Data!$AZ$5","v":75.3},{"$f":" IF(Data!$AZ$2,1,R111) * (1 + E111/F111)","v":20.34736221437533},0.24471494402131391,0.36818952652432635,5.2648670258648611]
[107,{"$f":"SUMIF(Data!$A:$A,$A112,Data!G:G)/ SUMIF(Data!$A:$A,$A112,Data!F:F)","v":0.40820807296064854},{"$f":"SUMIFS(Data!L:L,Data!$A:$A,$A112,Data!L:L,\">=\"&0)","v":39444.366000000002},{"$f":"SUMIFS(Data!M:M,Data!$A:$A,$A112,Data!M:M,\">=\"&0)","v":39347.489255699998},{"$f":"SUMIFS(Data!N:N,Data!$A:$A,$A112,Data!N:N,\">=\"&0)*1000","v":299.84010200999995},{"$f":"SUMIFS(Data!O:O,Data!$A:$A,$A112,Data!O:O,\">=\"&0)*1000","v":18.492200000000004},{"$f":"SUMIFS(Data!R:R,Data!$A:$A,$A112,Data!R:R,\">=\"&0)","v":37087.482499999998},{"$f":"SUMIFS(Data!S:S,Data!$A:$A,$A112,Data!S:S,\">=\"&0)","v":36999.867906899999},{"$f":"SUMIFS(Data!AA:AA,Data!$A:$A,$A112,Data!AA:AA,\">=\"&0)*1000","v":20.129299920000001},{"$f":"SUMIFS(Data!AG:AG,Data!$A:$A,$A112,Data!AG:AG,\">=\"&0)*1000","v":16.828200000000002},{"$f":"SUMIFS(Data!AM:AM,Data!$A:$A,$A112,Data!AM:AM,\">=\"&0)*1000","v":18.619700169999994},{"$f":"SUMIFS(Data!AS:AS,Data!$A:$A,$A112,Data!AS:AS,\">=\"&0)*1000","v":13.925200029000004},0.24560350215795923,33.215677291849957,26.183831896491583,19.616476628516399,8.1329203027742274,{"$f":"Data!$AZ$5","v":75.3},{"$f":" IF(Data!$AZ$2,1,R112) * (1 + E112/F112)","v":17.214409427217955},0.23623763920886026,0.16122779944500065,6.3449452163103492]
[108,{"$f":"SUMIF(Data!$A:$A,$A113,Data!G:G)/ SUMIF(Data!$A:$A,$A113,Data!F:F)","v":0.97872340425531912},{"$f":"SUMIFS(Data!L:L,Data!$A:$A,$A113,Data!L:L,\">=\"&0)","v":11990.494199999999},{"$f":"SUMIFS(Data!M:M,Data!$A:$A,$A113,Data!M:M,\">=\"&0)","v":11909.952423299999},{"$f":"SUMIFS(Data!N:N,Data!$A:$A,$A113,Data!N:N,\">=\"&0)*1000","v":85.307100199999994},{"$f":"SUMIFS(Data!O:O,Data!$A:$A,$A113,Data!O:O,\">=\"&0)*1000","v":11.376399800299998},{"$f":"SUMIFS(Data!R:R,Data!$A:$A,$A113,Data!R:R,\">=\"&0)","v":10452.01622},{"$f":"SUMIFS(Data!S:S,Data!$A:$A,$A113,Data!S:S,\">=\"&0)","v":10372.822442520002},{"$f":"SUMIFS(Data!AA:AA,Data!$A:$A,$A113,Data!AA:AA,\">=\"&0)*1000","v":12.318900099999999},{"$f":"SUMIFS(Data!AG:AG,Data!$A:$A,$A113,Data!AG:AG,\">=\"&0)*1000","v":11.3016001},{"$f":"SUMIFS(Data!AM:AM,Data!$A:$A,$A113,Data!AM:AM,\">=\"&0)*1000","v":12.360899999999997},{"$f":"SUMIFS(Data!AS:AS,Data!$A:$A,$A113,Data!AS:AS,\">=\"&0)*1000","v":9.4592000000000009},0.6717135704047954,29.855257607609335,26.349381741737609,9.0013802558807541,7.650847819603646,{"$f":"Data!$AZ$5","v":75.3},{"$f":" IF(Data!$AZ$2,1,R113) * (1 + E113/F113)","v":8.4986025190280685},0.75768900289744434,-0.73067102715655396,14.818820907210695]
[109,{"$f":"SUMIF(Data!$A:$A,$A114,Data!G:G)/ SUMIF(Data!$A:$A,$A114,Data!F:F)","v":0.86737657308809291},{"$f":"SUMIFS(Data!L:L,Data!$A:$A,$A114,Data!L:L,\">=\"&0)","v":17213.424300000002},{"$f":"SUMIFS(Data!M:M,Data!$A:$A,$A114,Data!M:M,\">=\"&0)","v":17141.427630300001},{"$f":"SUMIFS(Data!N:N,Data!$A:$A,$A114,Data!N:N,\">=\"&0)*1000","v":123.61470000000001},{"$f":"SUMIFS(Data!O:O,Data!$A:$A,$A114,Data!O:O,\">=\"&0)*1000","v":14.092899998999998},{"$f":"SUMIFS(Data!R:R,Data!$A:$A,$A114,Data!R:R,\">=\"&0)","v":15330.993199999999},{"$f":"SUMIFS(Data!S:S,Data!$A:$A,$A114,Data!S:S,\">=\"&0)","v":15260.2048273},{"$f":"SUMIFS(Data!AA:AA,Data!$A:$A,$A114,Data!AA:AA,\">=\"&0)*1000","v":15.264799900000002},{"$f":"SUMIFS(Data!AG:AG,Data!$A:$A,$A114,Data!AG:AG,\">=\"&0)*1000","v":13.852399798999999},{"$f":"SUMIFS(Data!AM:AM,Data!$A:$A,$A114,Data!AM:AM,\">=\"&0)*1000","v":15.040300100000001},{"$f":"SUMIFS(Data!AS:AS,Data!$A:$A,$A114,Data!AS:AS,\">=\"&0)*1000","v":11.5975},0.41825884522001699,30.652084911929677,26.549610007853776,10.196067984566582,7.6771389646581811,{"$f":"Data!$AZ$5","v":75.3},{"$f":" IF(Data!$AZ$2,1,R114) * (1 + E114/F114)","v":9.7714168133437003},0.46173376882065897,-0.4248115994301459,12.327637959580695]
[110,{"$f":"SUMIF(Data!$A:$A,$A115,Data!G:G)/ SUMIF(Data!$A:$A,$A115,Data!F:F)","v":0.96317483017518768},{"$f":"SUMIFS(Data!L:L,Data!$A:$A,$A115,Data!L:L,\">=\"&0)","v":14569.509999999997},{"$f":"SUMIFS(Data!M:M,Data!$A:$A,$A115,Data!M:M,\">=\"&0)","v":14470.1355745},{"$f":"SUMIFS(Data!N:N,Data!$A:$A,$A115,Data!N:N,\">=\"&0)*1000","v":102.67290020900001},{"$f":"SUMIFS(Data!O:O,Data!$A:$A,$A115,Data!O:O,\">=\"&0)*1000","v":13.474399990000002},{"$f":"SUMIFS(Data!R:R,Data!$A:$A,$A115,Data!R:R,\">=\"&0)","v":12746.4498},{"$f":"SUMIFS(Data!S:S,Data!$A:$A,$A115,Data!S:S,\">=\"&0)","v":12647.443170999999},{"$f":"SUMIFS(Data!AA:AA,Data!$A:$A,$A115,Data!AA:AA,\">=\"&0)*1000","v":14.592899989999999},{"$f":"SUMIFS(Data!AG:AG,Data!$A:$A,$A115,Data!AG:AG,\">=\"&0)*1000","v":13.359799900999999},{"$f":"SUMIFS(Data!AM:AM,Data!$A:$A,$A115,Data!AM:AM,\">=\"&0)*1000","v":14.515300099999997},{"$f":"SUMIFS(Data!AS:AS,Data!$A:$A,$A115,Data!AS:AS,\">=\"&0)*1000","v":11.10029997},0.68207115750630276,30.22723246572761,26.616397789126879,9.2299293263194961,7.6646862567856022,{"$f":"Data!$AZ$5","v":75.3},{"$f":" IF(Data!$AZ$2,1,R115) * (1 + E115/F115)","v":8.6198495135366677},0.77673886104349887,-0.81602135828273337,14.411548475500169]
[111,{"$f":"SUMIF(Data!$A:$A,$A116,Data!G:G)/ SUMIF(Data!$A:$A,$A116,Data!F:F)","v":0.91087962962962965},{"$f":"SUMIFS(Data!L:L,Data!$A:$A,$A116,Data!L:L,\">=\"&0)","v":19114.887700000003},{"$f":"SUMIFS(Data!M:M,Data!$A:$A,$A116,Data!M:M,\">=\"&0)","v":19006.064200500001},{"$f":"SUMIFS(Data!N:N,Data!$A:$A,$A116,Data!N:N,\">=\"&0)*1000","v":132.89629990500001},{"$f":"SUMIFS(Data!O:O,Data!$A:$A,$A116,Data!O:O,\">=\"&0)*1000","v":16.081699880999999},{"$f":"SUMIFS(Data!R:R,Data!$A:$A,$A116,Data!R:R,\">=\"&0)","v":16918.253099999998},{"$f":"SUMIFS(Data!S:S,Data!$A:$A,$A116,Data!S:S,\">=\"&0)","v":16808.940172499995},{"$f":"SUMIFS(Data!AA:AA,Data!$A:$A,$A116,Data!AA:AA,\">=\"&0)*1000","v":17.422199910000003},{"$f":"SUMIFS(Data!AG:AG,Data!$A:$A,$A116,Data!AG:AG,\">=\"&0)*1000","v":15.837199901000004},{"$f":"SUMIFS(Data!AM:AM,Data!$A:$A,$A116,Data!AM:AM,\">=\"&0)*1000","v":17.061300080000002},{"$f":"SUMIFS(Data!AS:AS,Data!$A:$A,$A116,Data!AS:AS,\">=\"&0)*1000","v":13.024600000000001},0.56931278492419313,30.894046678840702,26.967572138775296,10.008082356148829,7.694206448811225,{"$f":"Data!$AZ$5","v":75.3},{"$f":" IF(Data!$AZ$2,1,R116) * (1 + E116/F116)","v":9.2638216661419381},0.64612420002158999,-0.71156725138628707,13.071163353859605]
[112,{"$f":"SUMIF(Data!$A:$A,$A117,Data!G:G)/ SUMIF(Data!$A:$A,$A117,Data!F:F)","v":0.98959318826868492},{"$f":"SUMIFS(Data!L:L,Data!$A:$A,$A117,Data!L:L,\">=\"&0)","v":10478.9851},{"$f":"SUMIFS(Data!M:M,Data!$A:$A,$A117,Data!M:M,\">=\"&0)","v":10396.42577},{"$f":"SUMIFS(Data!N:N,Data!$A:$A,$A117,Data!N:N,\">=\"&0)*1000","v":76.437300003999994},{"$f":"SUMIFS(Data!O:O,Data!$A:$A,$A117,Data!O:O,\">=\"&0)*1000","v":10.175900000000002},{"$f":"SUMIFS(Data!R:R,Data!$A:$A,$A117,Data!R:R,\">=\"&0)","v":9127.8986299999979},{"$f":"SUMIFS(Data!S:S,Data!$A:$A,$A117,Data!S:S,\">=\"&0)","v":9045.6920943000005},{"$f":"SUMIFS(Data!AA:AA,Data!$A:$A,$A117,Data!AA:AA,\">=\"&0)*1000","v":11.016899890999998},{"$f":"SUMIFS(Data!AG:AG,Data!$A:$A,$A117,Data!AG:AG,\">=\"&0)*1000","v":10.115299990000002},{"$f":"SUMIFS(Data!AM:AM,Data!$A:$A,$A117,Data!AM:AM,\">=\"&0)*1000","v":11.155799931999999},{"$f":"SUMIFS(Data!AS:AS,Data!$A:$A,$A117,Data!AS:AS,\">=\"&0)*1000","v":8.528699979999999},0.78785616366607913,29.471279953036213,26.039359137409797,8.9132294829744829,7.6337254519942661,{"$f":"Data!$AZ$5","v":75.3},{"$f":" IF(Data!$AZ$2,1,R117) * (1 + E117/F117)","v":8.5116009398677246},0.9006074566802833,-0.95969401159100143,14.932341954808992]
[113,{"$f":"SUMIF(Data!$A:$A,$A118,Data!G:G)/ SUMIF(Data!$A:$A,$A118,Data!F:F)","v":0.62749003984063745},{"$f":"SUMIFS(Data!L:L,Data!$A:$A,$A118,Data!L:L,\">=\"&0)","v":28229.992700000003},{"$f":"SUMIFS(Data!M:M,Data!$A:$A,$A118,Data!M:M,\">=\"&0)","v":28127.787618599999},{"$f":"SUMIFS(Data!N:N,Data!$A:$A,$A118,Data!N:N,\">=\"&0)*1000","v":210.95010001000003},{"$f":"SUMIFS(Data!O:O,Data!$A:$A,$A118,Data!O:O,\">=\"&0)*1000","v":16.548499997},{"$f":"SUMIFS(Data!R:R,Data!$A:$A,$A118,Data!R:R,\">=\"&0)","v":26076.455300000001},{"$f":"SUMIFS(Data!S:S,Data!$A:$A,$A118,Data!S:S,\">=\"&0)","v":25978.876524399999},{"$f":"SUMIFS(Data!AA:AA,Data!$A:$A,$A118,Data!AA:AA,\">=\"&0)*1000","v":17.978299899999996},{"$f":"SUMIFS(Data!AG:AG,Data!$A:$A,$A118,Data!AG:AG,\">=\"&0)*1000","v":15.685199999000002},{"$f":"SUMIFS(Data!AM:AM,Data!$A:$A,$A118,Data!AM:AM,\">=\"&0)*1000","v":17.485700098999995},{"$f":"SUMIFS(Data!AS:AS,Data!$A:$A,$A118,Data!AS:AS,\">=\"&0)*1000","v":13.232599899999999},0.36204430686942085,31.158213486519372,25.766617253872049,14.619513306468445,7.9529205261505087,{"$f":"Data!$AZ$5","v":75.3},{"$f":" IF(Data!$AZ$2,1,R118) * (1 + E118/F118)","v":13.747384962277074},0.37420260720790027,-0.16714483524006027,8.2717629924515368]
[114,{"$f":"SUMIF(Data!$A:$A,$A119,Data!G:G)/ SUMIF(Data!$A:$A,$A119,Data!F:F)","v":0.5544496487119438},{"$f":"SUMIFS(Data!L:L,Data!$A:$A,$A119,Data!L:L,\">=\"&0)","v":32774.434799499992},{"$f":"SUMIFS(Data!M:M,Data!$A:$A,$A119,Data!M:M,\">=\"&0)","v":32673.826037999999},{"$f":"SUMIFS(Data!N:N,Data!$A:$A,$A119,Data!N:N,\">=\"&0)*1000","v":254.98180000000005},{"$f":"SUMIFS(Data!O:O,Data!$A:$A,$A119,Data!O:O,\">=\"&0)*1000","v":16.686799799999999},{"$f":"SUMIFS(Data!R:R,Data!$A:$A,$A119,Data!R:R,\">=\"&0)","v":30680.218979999998},{"$f":"SUMIFS(Data!S:S,Data!$A:$A,$A119,Data!S:S,\">=\"&0)","v":30586.174812000001},{"$f":"SUMIFS(Data!AA:AA,Data!$A:$A,$A119,Data!AA:AA,\">=\"&0)*1000","v":18.12570002},{"$f":"SUMIFS(Data!AG:AG,Data!$A:$A,$A119,Data!AG:AG,\">=\"&0)*1000","v":15.537300111},{"$f":"SUMIFS(Data!AM:AM,Data!$A:$A,$A119,Data!AM:AM,\">=\"&0)*1000","v":17.674900099999999},{"$f":"SUMIFS(Data!AS:AS,Data!$A:$A,$A119,Data!AS:AS,\">=\"&0)*1000","v":13.301699967999999},0.30697329218787106,31.030823896444538,25.11204627165689,16.659264418581188,7.9384532371842731,{"$f":"Data!$AZ$5","v":75.3},{"$f":" IF(Data!$AZ$2,1,R119) * (1 + E119/F119)","v":16.280449400489605},0.30653030234661227,7.2120736955446465E-3,6.8254734004231876]
[115,{"$f":"SUMIF(Data!$A:$A,$A120,Data!G:G)/ SUMIF(Data!$A:$A,$A120,Data!F:F)","v":0.7888135593220339},{"$f":"SUMIFS(Data!L:L,Data!$A:$A,$A120,Data!L:L,\">=\"&0)","v":18019.4087},{"$f":"SUMIFS(Data!M:M,Data!$A:$A,$A120,Data!M:M,\">=\"&0)","v":17952.186260400002},{"$f":"SUMIFS(Data!N:N,Data!$A:$A,$A120,Data!N:N,\">=\"&0)*1000","v":136.08429950000001},{"$f":"SUMIFS(Data!O:O,Data!$A:$A,$A120,Data!O:O,\">=\"&0)*1000","v":12.0077999},{"$f":"SUMIFS(Data!R:R,Data!$A:$A,$A120,Data!R:R,\">=\"&0)","v":16462.490199},{"$f":"SUMIFS(Data!S:S,Data!$A:$A,$A120,Data!S:S,\">=\"&0)","v":16395.529174500003},{"$f":"SUMIFS(Data!AA:AA,Data!$A:$A,$A120,Data!AA:AA,\">=\"&0)*1000","v":13.027099901000001},{"$f":"SUMIFS(Data!AG:AG,Data!$A:$A,$A120,Data!AG:AG,\">=\"&0)*1000","v":11.636400030000001},{"$f":"SUMIFS(Data!AM:AM,Data!$A:$A,$A120,Data!AM:AM,\">=\"&0)*1000","v":13.039400110000001},{"$f":"SUMIFS(Data!AS:AS,Data!$A:$A,$A120,Data!AS:AS,\">=\"&0)*1000","v":10.228},0.37305574627428439,29.956248813691627,25.009603666836313,11.951289637814222,7.8244583118745936,{"$f":"Data!$AZ$5","v":75.3},{"$f":" IF(Data!$AZ$2,1,R120) * (1 + E120/F120)","v":12.332991941346393},0.40674906220484314,-0.41553939384881899,9.4943997801612223]
[116,{"$f":"SUMIF(Data!$A:$A,$A121,Data!G:G)/ SUMIF(Data!$A:$A,$A121,Data!F:F)","v":0.33585705632949725},{"$f":"SUMIFS(Data!L:L,Data!$A:$A,$A121,Data!L:L,\">=\"&0)","v":45087.671700999999},{"$f":"SUMIFS(Data!M:M,Data!$A:$A,$A121,Data!M:M,\">=\"&0)","v":44974.086752999996},{"$f":"SUMIFS(Data!N:N,Data!$A:$A,$A121,Data!N:N,\">=\"&0)*1000","v":350.26889799999998},{"$f":"SUMIFS(Data!O:O,Data!$A:$A,$A121,Data!O:O,\">=\"&0)*1000","v":18.485899900000003},{"$f":"SUMIFS(Data!R:R,Data!$A:$A,$A121,Data!R:R,\">=\"&0)","v":42783.975500000008},{"$f":"SUMIFS(Data!S:S,Data!$A:$A,$A121,Data!S:S,\">=\"&0)","v":42682.055432000001},{"$f":"SUMIFS(Data!AA:AA,Data!$A:$A,$A121,Data!AA:AA,\">=\"&0)*1000","v":20.139499900000001},{"$f":"SUMIFS(Data!AG:AG,Data!$A:$A,$A121,Data!AG:AG,\">=\"&0)*1000","v":16.468000000000004},{"$f":"SUMIFS(Data!AM:AM,Data!$A:$A,$A121,Data!AM:AM,\">=\"&0)*1000","v":18.624699999999997},{"$f":"SUMIFS(Data!AS:AS,Data!$A:$A,$A121,Data!AS:AS,\">=\"&0)*1000","v":13.785499999999999},0.25192018952152756,33.13026925938172,25.543271615143009,22.294752854019894,8.2107301979231213,{"$f":"Data!$AZ$5","v":75.3},{"$f":" IF(Data!$AZ$2,1,R121) * (1 + E121/F121)","v":19.947895417306675},0.23822019064125236,0.27328614488094832,5.370011584028811]
[117,{"$f":"SUMIF(Data!$A:$A,$A122,Data!G:G)/ SUMIF(Data!$A:$A,$A122,Data!F:F)","v":0.62286821705426354},{"$f":"SUMIFS(Data!L:L,Data!$A:$A,$A122,Data!L:L,\">=\"&0)","v":33815.6391},{"$f":"SUMIFS(Data!M:M,Data!$A:$A,$A122,Data!M:M,\">=\"&0)","v":33737.334065000003},{"$f":"SUMIFS(Data!N:N,Data!$A:$A,$A122,Data!N:N,\">=\"&0)*1000","v":255.39650000000009},{"$f":"SUMIFS(Data!O:O,Data!$A:$A,$A122,Data!O:O,\">=\"&0)*1000","v":17.8047},{"$f":"SUMIFS(Data!R:R,Data!$A:$A,$A122,Data!R:R,\">=\"&0)","v":31524.477930000001},{"$f":"SUMIFS(Data!S:S,Data!$A:$A,$A122,Data!S:S,\">=\"&0)","v":31450.491173999999},{"$f":"SUMIFS(Data!AA:AA,Data!$A:$A,$A122,Data!AA:AA,\">=\"&0)*1000","v":19.339199998000002},{"$f":"SUMIFS(Data!AG:AG,Data!$A:$A,$A122,Data!AG:AG,\">=\"&0)*1000","v":16.687100100000006},{"$f":"SUMIFS(Data!AM:AM,Data!$A:$A,$A122,Data!AM:AM,\">=\"&0)*1000","v":18.528200099999999},{"$f":"SUMIFS(Data!AS:AS,Data!$A:$A,$A122,Data!AS:AS,\">=\"&0)*1000","v":14.017500099999998},0.23156455735889844,31.797946877424792,25.918371871328187,15.893114334467228,7.9346611967335505,{"$f":"Data!$AZ$5","v":75.3},{"$f":" IF(Data!$AZ$2,1,R122) * (1 + E122/F122)","v":15.344330429605671},0.23469621341323846,-4.8053165289668326E-2,7.2712469841823335]
[118,{"$f":"SUMIF(Data!$A:$A,$A123,Data!G:G)/ SUMIF(Data!$A:$A,$A123,Data!F:F)","v":0.93768905021173621},{"$f":"SUMIFS(Data!L:L,Data!$A:$A,$A123,Data!L:L,\">=\"&0)","v":17189.352500000001},{"$f":"SUMIFS(Data!M:M,Data!$A:$A,$A123,Data!M:M,\">=\"&0)","v":17105.748694599999},{"$f":"SUMIFS(Data!N:N,Data!$A:$A,$A123,Data!N:N,\">=\"&0)*1000","v":123.74080000000001},{"$f":"SUMIFS(Data!O:O,Data!$A:$A,$A123,Data!O:O,\">=\"&0)*1000","v":15.353499999999997},{"$f":"SUMIFS(Data!R:R,Data!$A:$A,$A123,Data!R:R,\">=\"&0)","v":15161.5605},{"$f":"SUMIFS(Data!S:S,Data!$A:$A,$A123,Data!S:S,\">=\"&0)","v":15077.730114699998},{"$f":"SUMIFS(Data!AA:AA,Data!$A:$A,$A123,Data!AA:AA,\">=\"&0)*1000","v":16.62840001},{"$f":"SUMIFS(Data!AG:AG,Data!$A:$A,$A123,Data!AG:AG,\">=\"&0)*1000","v":15.179400002},{"$f":"SUMIFS(Data!AM:AM,Data!$A:$A,$A123,Data!AM:AM,\">=\"&0)*1000","v":16.704000000000001},{"$f":"SUMIFS(Data!AS:AS,Data!$A:$A,$A123,Data!AS:AS,\">=\"&0)*1000","v":12.733400030000002},0.48636971869651208,29.809600587893016,26.160278019646483,9.5458319025065741,7.6670034954253179,{"$f":"Data!$AZ$5","v":75.3},{"$f":" IF(Data!$AZ$2,1,R123) * (1 + E123/F123)","v":9.0594522421597699},0.55291396489168498,-0.60285442039569093,13.45042366770306]
[119,{"$f":"SUMIF(Data!$A:$A,$A124,Data!G:G)/ SUMIF(Data!$A:$A,$A124,Data!F:F)","v":0.33913304334783262},{"$f":"SUMIFS(Data!L:L,Data!$A:$A,$A124,Data!L:L,\">=\"&0)","v":43164.323100000001},{"$f":"SUMIFS(Data!M:M,Data!$A:$A,$A124,Data!M:M,\">=\"&0)","v":43066.985051000011},{"$f":"SUMIFS(Data!N:N,Data!$A:$A,$A124,Data!N:N,\">=\"&0)*1000","v":344.52600099999995},{"$f":"SUMIFS(Data!O:O,Data!$A:$A,$A124,Data!O:O,\">=\"&0)*1000","v":19.109299999999998},{"$f":"SUMIFS(Data!R:R,Data!$A:$A,$A124,Data!R:R,\">=\"&0)","v":40842.098700000002},{"$f":"SUMIFS(Data!S:S,Data!$A:$A,$A124,Data!S:S,\">=\"&0)","v":40754.704345999999},{"$f":"SUMIFS(Data!AA:AA,Data!$A:$A,$A124,Data!AA:AA,\">=\"&0)*1000","v":20.803499919999997},{"$f":"SUMIFS(Data!AG:AG,Data!$A:$A,$A124,Data!AG:AG,\">=\"&0)*1000","v":17.149599899999998},{"$f":"SUMIFS(Data!AM:AM,Data!$A:$A,$A124,Data!AM:AM,\">=\"&0)*1000","v":19.469699899999998},{"$f":"SUMIFS(Data!AS:AS,Data!$A:$A,$A124,Data!AS:AS,\">=\"&0)*1000","v":14.404700067999999},0.22550579276891489,32.633366365726658,25.419348317956665,21.306036533248786,8.1438215998031911,{"$f":"Data!$AZ$5","v":75.3},{"$f":" IF(Data!$AZ$2,1,R124) * (1 + E124/F124)","v":19.029231892324681},0.21398105577763479,0.21930689270512113,5.6736534888565782]
[120,{"$f":"SUMIF(Data!$A:$A,$A125,Data!G:G)/ SUMIF(Data!$A:$A,$A125,Data!F:F)","v":0.3280509478672986},{"$f":"SUMIFS(Data!L:L,Data!$A:$A,$A125,Data!L:L,\">=\"&0)","v":45972.810099999995},{"$f":"SUMIFS(Data!M:M,Data!$A:$A,$A125,Data!M:M,\">=\"&0)","v":45866.523365000001},{"$f":"SUMIFS(Data!N:N,Data!$A:$A,$A125,Data!N:N,\">=\"&0)*1000","v":356.18720000000008},{"$f":"SUMIFS(Data!O:O,Data!$A:$A,$A125,Data!O:O,\">=\"&0)*1000","v":19.069899899999996},{"$f":"SUMIFS(Data!R:R,Data!$A:$A,$A125,Data!R:R,\">=\"&0)","v":43586.484499999999},{"$f":"SUMIFS(Data!S:S,Data!$A:$A,$A125,Data!S:S,\">=\"&0)","v":43492.688701999999},{"$f":"SUMIFS(Data!AA:AA,Data!$A:$A,$A125,Data!AA:AA,\">=\"&0)*1000","v":20.771999896000001},{"$f":"SUMIFS(Data!AG:AG,Data!$A:$A,$A125,Data!AG:AG,\">=\"&0)*1000","v":16.975899604000002},{"$f":"SUMIFS(Data!AM:AM,Data!$A:$A,$A125,Data!AM:AM,\">=\"&0)*1000","v":19.011300040000002},{"$f":"SUMIFS(Data!AS:AS,Data!$A:$A,$A125,Data!AS:AS,\">=\"&0)*1000","v":14.0359},0.23119477527869073,33.538810631998942,25.909071793953682,22.361703241373611,8.1942037575677631,{"$f":"Data!$AZ$5","v":75.3},{"$f":" IF(Data!$AZ$2,1,R125) * (1 + E125/F125)","v":19.677979531502427},0.21519468494872349,0.3148494500152853,5.4580085385496968]
[121,{"$f":"SUMIF(Data!$A:$A,$A126,Data!G:G)/ SUMIF(Data!$A:$A,$A126,Data!F:F)","v":0.50019700551615442},{"$f":"SUMIFS(Data!L:L,Data!$A:$A,$A126,Data!L:L,\">=\"&0)","v":33766.130500000007},{"$f":"SUMIFS(Data!M:M,Data!$A:$A,$A126,Data!M:M,\">=\"&0)","v":33661.852356500007},{"$f":"SUMIFS(Data!N:N,Data!$A:$A,$A126,Data!N:N,\">=\"&0)*1000","v":256.0956999},{"$f":"SUMIFS(Data!O:O,Data!$A:$A,$A126,Data!O:O,\">=\"&0)*1000","v":16.082399999999996},{"$f":"SUMIFS(Data!R:R,Data!$A:$A,$A126,Data!R:R,\">=\"&0)","v":31685.022099999995},{"$f":"SUMIFS(Data!S:S,Data!$A:$A,$A126,Data!S:S,\">=\"&0)","v":31589.117393200002},{"$f":"SUMIFS(Data!AA:AA,Data!$A:$A,$A126,Data!AA:AA,\">=\"&0)*1000","v":17.476099999999999},{"$f":"SUMIFS(Data!AG:AG,Data!$A:$A,$A126,Data!AG:AG,\">=\"&0)*1000","v":14.8267001},{"$f":"SUMIFS(Data!AM:AM,Data!$A:$A,$A126,Data!AM:AM,\">=\"&0)*1000","v":16.616700099999999},{"$f":"SUMIFS(Data!AS:AS,Data!$A:$A,$A126,Data!AS:AS,\">=\"&0)*1000","v":12.432},0.30882467714208384,32.053671420802651,25.722513066109563,17.86911370791131,7.9748914231436263,{"$f":"Data!$AZ$5","v":75.3},{"$f":" IF(Data!$AZ$2,1,R126) * (1 + E126/F126)","v":16.923972783912852},0.3026815209322285,0.10396660850291697,6.5615475655745659]
[122,{"$f":"SUMIF(Data!$A:$A,$A127,Data!G:G)/ SUMIF(Data!$A:$A,$A127,Data!F:F)","v":0.42781166901298295},{"$f":"SUMIFS(Data!L:L,Data!$A:$A,$A127,Data!L:L,\">=\"&0)","v":42421.8197},{"$f":"SUMIFS(Data!M:M,Data!$A:$A,$A127,Data!M:M,\">=\"&0)","v":42329.289470000003},{"$f":"SUMIFS(Data!N:N,Data!$A:$A,$A127,Data!N:N,\">=\"&0)*1000","v":320.55780100000004},{"$f":"SUMIFS(Data!O:O,Data!$A:$A,$A127,Data!O:O,\">=\"&0)*1000","v":19.846599995999998},{"$f":"SUMIFS(Data!R:R,Data!$A:$A,$A127,Data!R:R,\">=\"&0)","v":39878.956299999991},{"$f":"SUMIFS(Data!S:S,Data!$A:$A,$A127,Data!S:S,\">=\"&0)","v":39796.772228000002},{"$f":"SUMIFS(Data!AA:AA,Data!$A:$A,$A127,Data!AA:AA,\">=\"&0)*1000","v":21.586200000000002},{"$f":"SUMIFS(Data!AG:AG,Data!$A:$A,$A127,Data!AG:AG,\">=\"&0)*1000","v":18.084799891999996},{"$f":"SUMIFS(Data!AM:AM,Data!$A:$A,$A127,Data!AM:AM,\">=\"&0)*1000","v":20.076800016},{"$f":"SUMIFS(Data!AS:AS,Data!$A:$A,$A127,Data!AS:AS,\">=\"&0)*1000","v":14.91109997},0.21811942687596841,32.921965988266756,26.143794439743967,19.361011064042177,8.0588524334991973,{"$f":"Data!$AZ$5","v":75.3},{"$f":" IF(Data!$AZ$2,1,R127) * (1 + E127/F127)","v":17.151774161045577},0.20608380866775372,0.20643220539586643,6.3636247369282639]
[123,{"$f":"SUMIF(Data!$A:$A,$A128,Data!G:G)/ SUMIF(Data!$A:$A,$A128,Data!F:F)","v":0.29573863636363634},{"$f":"SUMIFS(Data!L:L,Data!$A:$A,$A128,Data!L:L,\">=\"&0)","v":47741.090699999993},{"$f":"SUMIFS(Data!M:M,Data!$A:$A,$A128,Data!M:M,\">=\"&0)","v":47634.969349999999},{"$f":"SUMIFS(Data!N:N,Data!$A:$A,$A128,Data!N:N,\">=\"&0)*1000","v":376.69509799999992},{"$f":"SUMIFS(Data!O:O,Data!$A:$A,$A128,Data!O:O,\">=\"&0)*1000","v":18.997800004000005},{"$f":"SUMIFS(Data!R:R,Data!$A:$A,$A128,Data!R:R,\">=\"&0)","v":45395.909599999999},{"$f":"SUMIFS(Data!S:S,Data!$A:$A,$A128,Data!S:S,\">=\"&0)","v":45302.139778000004},{"$f":"SUMIFS(Data!AA:AA,Data!$A:$A,$A128,Data!AA:AA,\">=\"&0)*1000","v":20.691700139999998},{"$f":"SUMIFS(Data!AG:AG,Data!$A:$A,$A128,Data!AG:AG,\">=\"&0)*1000","v":16.774500008},{"$f":"SUMIFS(Data!AM:AM,Data!$A:$A,$A128,Data!AM:AM,\">=\"&0)*1000","v":19.038599940000001},{"$f":"SUMIFS(Data!AS:AS,Data!$A:$A,$A128,Data!AS:AS,\">=\"&0)*1000","v":14.005899900000001},0.22228513937155189,33.284718315936026,25.501222178939955,23.352112612190101,8.1863748485579642,{"$f":"Data!$AZ$5","v":75.3},{"$f":" IF(Data!$AZ$2,1,R128) * (1 + E128/F128)","v":20.828353699938223},0.20656006857497741,0.32752733650762256,5.1494909146275747]
[124,{"$f":"SUMIF(Data!$A:$A,$A129,Data!G:G)/ SUMIF(Data!$A:$A,$A129,Data!F:F)","v":0.22906470908102231},{"$f":"SUMIFS(Data!L:L,Data!$A:$A,$A129,Data!L:L,\">=\"&0)","v":50294.569099999986},{"$f":"SUMIFS(Data!M:M,Data!$A:$A,$A129,Data!M:M,\">=\"&0)","v":50180.033880000003},{"$f":"SUMIFS(Data!N:N,Data!$A:$A,$A129,Data!N:N,\">=\"&0)*1000","v":400.43980099999999},{"$f":"SUMIFS(Data!O:O,Data!$A:$A,$A129,Data!O:O,\">=\"&0)*1000","v":18.999899969999998},{"$f":"SUMIFS(Data!R:R,Data!$A:$A,$A129,Data!R:R,\">=\"&0)","v":47973.568500000001},{"$f":"SUMIFS(Data!S:S,Data!$A:$A,$A129,Data!S:S,\">=\"&0)","v":47873.599350000011},{"$f":"SUMIFS(Data!AA:AA,Data!$A:$A,$A129,Data!AA:AA,\">=\"&0)*1000","v":20.705100000000002},{"$f":"SUMIFS(Data!AG:AG,Data!$A:$A,$A129,Data!AG:AG,\">=\"&0)*1000","v":16.553399899999999},{"$f":"SUMIFS(Data!AM:AM,Data!$A:$A,$A129,Data!AM:AM,\">=\"&0)*1000","v":18.802500030000001},{"$f":"SUMIFS(Data!AS:AS,Data!$A:$A,$A129,Data!AS:AS,\">=\"&0)*1000","v":13.776399999999999},0.22772880263126344,33.785439920900259,25.525158439793326,25.080648840000563,8.235652230609869,{"$f":"Data!$AZ$5","v":75.3},{"$f":" IF(Data!$AZ$2,1,R129) * (1 + E129/F129)","v":22.075889959014351},0.20838381034754563,0.427057920913336,4.8177587674948619]
[125,{"$f":"SUMIF(Data!$A:$A,$A130,Data!G:G)/ SUMIF(Data!$A:$A,$A130,Data!F:F)","v":0.15724084379448686},{"$f":"SUMIFS(Data!L:L,Data!$A:$A,$A130,Data!L:L,\">=\"&0)","v":53273.280300000006},{"$f":"SUMIFS(Data!M:M,Data!$A:$A,$A130,Data!M:M,\">=\"&0)","v":53132.347140000005},{"$f":"SUMIFS(Data!N:N,Data!$A:$A,$A130,Data!N:N,\">=\"&0)*1000","v":425.34100000000007},{"$f":"SUMIFS(Data!O:O,Data!$A:$A,$A130,Data!O:O,\">=\"&0)*1000","v":19.202399989999996},{"$f":"SUMIFS(Data!R:R,Data!$A:$A,$A130,Data!R:R,\">=\"&0)","v":50933.113100000002},{"$f":"SUMIFS(Data!S:S,Data!$A:$A,$A130,Data!S:S,\">=\"&0)","v":50809.881949999995},{"$f":"SUMIFS(Data!AA:AA,Data!$A:$A,$A130,Data!AA:AA,\">=\"&0)*1000","v":20.961799999999997},{"$f":"SUMIFS(Data!AG:AG,Data!$A:$A,$A130,Data!AG:AG,\">=\"&0)*1000","v":16.509799903999998},{"$f":"SUMIFS(Data!AM:AM,Data!$A:$A,$A130,Data!AM:AM,\">=\"&0)*1000","v":18.790800130000001},{"$f":"SUMIFS(Data!AS:AS,Data!$A:$A,$A130,Data!AS:AS,\">=\"&0)*1000","v":13.734800099999996},0.26454755405779001,34.293907945249742,25.488528060788003,26.965802867915855,8.3933632130828499,{"$f":"Data!$AZ$5","v":75.3},{"$f":" IF(Data!$AZ$2,1,R130) * (1 + E130/F130)","v":23.150408293833284},0.24194702129842302,0.52321156103750044,4.5708927099761043]
[126,{"$f":"SUMIF(Data!$A:$A,$A131,Data!G:G)/ SUMIF(Data!$A:$A,$A131,Data!F:F)","v":0.13293776038378993},{"$f":"SUMIFS(Data!L:L,Data!$A:$A,$A131,Data!L:L,\">=\"&0)","v":55833.893879999996},{"$f":"SUMIFS(Data!M:M,Data!$A:$A,$A131,Data!M:M,\">=\"&0)","v":55671.773740000004},{"$f":"SUMIFS(Data!N:N,Data!$A:$A,$A131,Data!N:N,\">=\"&0)*1000","v":440.54219999999998},{"$f":"SUMIFS(Data!O:O,Data!$A:$A,$A131,Data!O:O,\">=\"&0)*1000","v":19.542700099999998},{"$f":"SUMIFS(Data!R:R,Data!$A:$A,$A131,Data!R:R,\">=\"&0)","v":53429.381499999996},{"$f":"SUMIFS(Data!S:S,Data!$A:$A,$A131,Data!S:S,\">=\"&0)","v":53287.169159999998},{"$f":"SUMIFS(Data!AA:AA,Data!$A:$A,$A131,Data!AA:AA,\">=\"&0)*1000","v":21.342199879999995},{"$f":"SUMIFS(Data!AG:AG,Data!$A:$A,$A131,Data!AG:AG,\">=\"&0)*1000","v":16.724900100000006},{"$f":"SUMIFS(Data!AM:AM,Data!$A:$A,$A131,Data!AM:AM,\">=\"&0)*1000","v":18.952699890000002},{"$f":"SUMIFS(Data!AS:AS,Data!$A:$A,$A131,Data!AS:AS,\">=\"&0)*1000","v":13.85090003},0.29036151472513388,34.683641176782643,25.633306183829806,27.607338473728692,8.4316508612888086,{"$f":"Data!$AZ$5","v":75.3},{"$f":" IF(Data!$AZ$2,1,R131) * (1 + E131/F131)","v":23.542545182894152},0.26616879328838616,0.56955823752180512,4.4750070562765254]
[127,{"$f":"SUMIF(Data!$A:$A,$A132,Data!G:G)/ SUMIF(Data!$A:$A,$A132,Data!F:F)","v":0.44704605365172895},{"$f":"SUMIFS(Data!L:L,Data!$A:$A,$A132,Data!L:L,\">=\"&0)","v":42599.525600000008},{"$f":"SUMIFS(Data!M:M,Data!$A:$A,$A132,Data!M:M,\">=\"&0)","v":42506.758669999996},{"$f":"SUMIFS(Data!N:N,Data!$A:$A,$A132,Data!N:N,\">=\"&0)*1000","v":328.774001},{"$f":"SUMIFS(Data!O:O,Data!$A:$A,$A132,Data!O:O,\">=\"&0)*1000","v":19.725699900000002},{"$f":"SUMIFS(Data!R:R,Data!$A:$A,$A132,Data!R:R,\">=\"&0)","v":40118.535510000009},{"$f":"SUMIFS(Data!S:S,Data!$A:$A,$A132,Data!S:S,\">=\"&0)","v":40033.876990000004},{"$f":"SUMIFS(Data!AA:AA,Data!$A:$A,$A132,Data!AA:AA,\">=\"&0)*1000","v":21.468599900000001},{"$f":"SUMIFS(Data!AG:AG,Data!$A:$A,$A132,Data!AG:AG,\">=\"&0)*1000","v":17.973000000000003},{"$f":"SUMIFS(Data!AM:AM,Data!$A:$A,$A132,Data!AM:AM,\">=\"&0)*1000","v":20.167599919999997},{"$f":"SUMIFS(Data!AS:AS,Data!$A:$A,$A132,Data!AS:AS,\">=\"&0)*1000","v":15.0180001},0.21776517154456879,32.526409867708914,25.738309778020778,19.449173204250812,8.1183682593106496,{"$f":"Data!$AZ$5","v":75.3},{"$f":" IF(Data!$AZ$2,1,R132) * (1 + E132/F132)","v":17.667292043716024},0.21102096306307688,0.11915190084622404,6.1769727688819387]
[128,{"$f":"SUMIF(Data!$A:$A,$A133,Data!G:G)/ SUMIF(Data!$A:$A,$A133,Data!F:F)","v":0.54859504132231407},{"$f":"SUMIFS(Data!L:L,Data!$A:$A,$A133,Data!L:L,\">=\"&0)","v":37611.446940000009},{"$f":"SUMIFS(Data!M:M,Data!$A:$A,$A133,Data!M:M,\">=\"&0)","v":37538.718220000002},{"$f":"SUMIFS(Data!N:N,Data!$A:$A,$A133,Data!N:N,\">=\"&0)*1000","v":284.75400000000002},{"$f":"SUMIFS(Data!O:O,Data!$A:$A,$A133,Data!O:O,\">=\"&0)*1000","v":20.824200000000001},{"$f":"SUMIFS(Data!R:R,Data!$A:$A,$A133,Data!R:R,\">=\"&0)","v":34948.627410000001},{"$f":"SUMIFS(Data!S:S,Data!$A:$A,$A133,Data!S:S,\">=\"&0)","v":34881.320160000003},{"$f":"SUMIFS(Data!AA:AA,Data!$A:$A,$A133,Data!AA:AA,\">=\"&0)*1000","v":22.620699999999992},{"$f":"SUMIFS(Data!AG:AG,Data!$A:$A,$A133,Data!AG:AG,\">=\"&0)*1000","v":19.491300109999997},{"$f":"SUMIFS(Data!AM:AM,Data!$A:$A,$A133,Data!AM:AM,\">=\"&0)*1000","v":21.784200200000004},{"$f":"SUMIFS(Data!AS:AS,Data!$A:$A,$A133,Data!AS:AS,\">=\"&0)*1000","v":16.333200000000001},0.19336857769930405,31.534580387650667,25.793615839529771,16.055367637556706,7.9418408802556577,{"$f":"Data!$AZ$5","v":75.3},{"$f":" IF(Data!$AZ$2,1,R133) * (1 + E133/F133)","v":14.674186763477108},0.19258910860899536,1.1438075007547205E-2,7.6183987527151054]
[129,{"$f":"SUMIF(Data!$A:$A,$A134,Data!G:G)/ SUMIF(Data!$A:$A,$A134,Data!F:F)","v":0.16351316798772692},{"$f":"SUMIFS(Data!L:L,Data!$A:$A,$A134,Data!L:L,\">=\"&0)","v":54907.948400000001},{"$f":"SUMIFS(Data!M:M,Data!$A:$A,$A134,Data!M:M,\">=\"&0)","v":54757.523899999993},{"$f":"SUMIFS(Data!N:N,Data!$A:$A,$A134,Data!N:N,\">=\"&0)*1000","v":427.88490389999993},{"$f":"SUMIFS(Data!O:O,Data!$A:$A,$A134,Data!O:O,\">=\"&0)*1000","v":19.325600000000001},{"$f":"SUMIFS(Data!R:R,Data!$A:$A,$A134,Data!R:R,\">=\"&0)","v":52502.730680000001},{"$f":"SUMIFS(Data!S:S,Data!$A:$A,$A134,Data!S:S,\">=\"&0)","v":52369.383459999997},{"$f":"SUMIFS(Data!AA:AA,Data!$A:$A,$A134,Data!AA:AA,\">=\"&0)*1000","v":21.0822},{"$f":"SUMIFS(Data!AG:AG,Data!$A:$A,$A134,Data!AG:AG,\">=\"&0)*1000","v":16.668599999999998},{"$f":"SUMIFS(Data!AM:AM,Data!$A:$A,$A134,Data!AM:AM,\">=\"&0)*1000","v":19.22030002},{"$f":"SUMIFS(Data!AS:AS,Data!$A:$A,$A134,Data!AS:AS,\">=\"&0)*1000","v":14.050500100000001},0.27395760428741178,33.601493304986555,25.064219003663101,26.478528490695098,8.3321474988378714,{"$f":"Data!$AZ$5","v":75.3},{"$f":" IF(Data!$AZ$2,1,R134) * (1 + E134/F134)","v":23.140834121579662},0.25398149443453538,0.46226384449986591,4.5601843715117774]
[130,{"$f":"SUMIF(Data!$A:$A,$A135,Data!G:G)/ SUMIF(Data!$A:$A,$A135,Data!F:F)","v":0.66132504185601526},{"$f":"SUMIFS(Data!L:L,Data!$A:$A,$A135,Data!L:L,\">=\"&0)","v":27218.267499999998},{"$f":"SUMIFS(Data!M:M,Data!$A:$A,$A135,Data!M:M,\">=\"&0)","v":27149.119169999998},{"$f":"SUMIFS(Data!N:N,Data!$A:$A,$A135,Data!N:N,\">=\"&0)*1000","v":204.55859969999997},{"$f":"SUMIFS(Data!O:O,Data!$A:$A,$A135,Data!O:O,\">=\"&0)*1000","v":14.767799999999999},{"$f":"SUMIFS(Data!R:R,Data!$A:$A,$A135,Data!R:R,\">=\"&0)","v":25294.653299999998},{"$f":"SUMIFS(Data!S:S,Data!$A:$A,$A135,Data!S:S,\">=\"&0)","v":25227.753643},{"$f":"SUMIFS(Data!AA:AA,Data!$A:$A,$A135,Data!AA:AA,\">=\"&0)*1000","v":16.015999999999998},{"$f":"SUMIFS(Data!AG:AG,Data!$A:$A,$A135,Data!AG:AG,\">=\"&0)*1000","v":13.965399999999995},{"$f":"SUMIFS(Data!AM:AM,Data!$A:$A,$A135,Data!AM:AM,\">=\"&0)*1000","v":15.6843001},{"$f":"SUMIFS(Data!AS:AS,Data!$A:$A,$A135,Data!AS:AS,\">=\"&0)*1000","v":12.079600000000001},{"$f":"100*(C135-D135)/C135","v":0.25405118088430867},{"$f":" 100* ($L$4 + (I135 - L135) * ($K$4 - $L$4) /(K135 - L135))","v":30.920187230000074},{"$f":" 100* ($L$4 + (J135 - L135) * ($K$4 - $L$4) /(K135 - L135))","v":25.231503169986304},{"$f":" 100* (I135/J135 - 1)","v":14.683431910292599},{"$f":" 100 * (1-F135/I135)","v":7.7934565434565339},{"$f":"Data!$AZ$5","v":75.3},{"$f":" IF(Data!$AZ$2,1,R135) * (1 + E135/F135)","v":14.851663734611789},{"$f":"100*(G135-H135)/G135","v":0.26448141512972673},{"$f":"(M135-T135)*S135","v":-0.15490633168618131},{"$f":" 100 * (D135/H135-1)","v":7.6160785228419403}]
[{"$f":"A135+1","v":131},{"$f":"SUMIF(Data!$A:$A,$A136,Data!G:G)/ SUMIF(Data!$A:$A,$A136,Data!F:F)","v":0.85794117647058821},{"$f":"SUMIFS(Data!L:L,Data!$A:$A,$A136,Data!L:L,\">=\"&0)","v":18881.471389999999},{"$f":"SUMIFS(Data!M:M,Data!$A:$A,$A136,Data!M:M,\">=\"&0)","v":18816.637189999998},{"$f":"SUMIFS(Data!N:N,Data!$A:$A,$A136,Data!N:N,\">=\"&0)*1000","v":137.87040000000002},{"$f":"SUMIFS(Data!O:O,Data!$A:$A,$A136,Data!O:O,\">=\"&0)*1000","v":14.399799900000001},{"$f":"SUMIFS(Data!R:R,Data!$A:$A,$A136,Data!R:R,\">=\"&0)","v":16973.1895},{"$f":"SUMIFS(Data!S:S,Data!$A:$A,$A136,Data!S:S,\">=\"&0)","v":16908.367740000002},{"$f":"SUMIFS(Data!AA:AA,Data!$A:$A,$A136,Data!AA:AA,\">=\"&0)*1000","v":15.6061},{"$f":"SUMIFS(Data!AG:AG,Data!$A:$A,$A136,Data!AG:AG,\">=\"&0)*1000","v":14.076699990000002},{"$f":"SUMIFS(Data!AM:AM,Data!$A:$A,$A136,Data!AM:AM,\">=\"&0)*1000","v":15.722400109999999},{"$f":"SUMIFS(Data!AS:AS,Data!$A:$A,$A136,Data!AS:AS,\">=\"&0)*1000","v":11.94750007},0.34337472255651974,29.691912080405714,25.640414043917314,10.864762416521433,7.7296704493755586,{"$f":"Data!$AZ$5","v":75.3},{"$f":" IF(Data!$AZ$2,1,R136) * (1 + E136/F136)","v":10.574466378522386},0.38190677126416872,-0.40745585355462111,11.285947167363863]
[132,{"$f":"SUMIF(Data!$A:$A,$A137,Data!G:G)/ SUMIF(Data!$A:$A,$A137,Data!F:F)","v":0.79850100893629283},{"$f":"SUMIFS(Data!L:L,Data!$A:$A,$A137,Data!L:L,\">=\"&0)","v":19184.542699999998},{"$f":"SUMIFS(Data!M:M,Data!$A:$A,$A137,Data!M:M,\">=\"&0)","v":19129.070722300003},{"$f":"SUMIFS(Data!N:N,Data!$A:$A,$A137,Data!N:N,\">=\"&0)*1000","v":139.65869996000001},{"$f":"SUMIFS(Data!O:O,Data!$A:$A,$A137,Data!O:O,\">=\"&0)*1000","v":14.474499901},{"$f":"SUMIFS(Data!R:R,Data!$A:$A,$A137,Data!R:R,\">=\"&0)","v":17268.8943},{"$f":"SUMIFS(Data!S:S,Data!$A:$A,$A137,Data!S:S,\">=\"&0)","v":17214.517386},{"$f":"SUMIFS(Data!AA:AA,Data!$A:$A,$A137,Data!AA:AA,\">=\"&0)*1000","v":15.693999996000004},{"$f":"SUMIFS(Data!AG:AG,Data!$A:$A,$A137,Data!AG:AG,\">=\"&0)*1000","v":14.062000199999998},{"$f":"SUMIFS(Data!AM:AM,Data!$A:$A,$A137,Data!AM:AM,\">=\"&0)*1000","v":15.5475999},{"$f":"SUMIFS(Data!AS:AS,Data!$A:$A,$A137,Data!AS:AS,\">=\"&0)*1000","v":11.656400003999998},0.2891493353135568,30.376233809397707,26.182155274194113,11.605744366295824,7.770486143180988,{"$f":"Data!$AZ$5","v":75.3},{"$f":" IF(Data!$AZ$2,1,R137) * (1 + E137/F137)","v":10.648602778348936},0.31488358811716394,-0.27403383590322489,11.121736923377501]
[133,{"$f":"SUMIF(Data!$A:$A,$A138,Data!G:G)/ SUMIF(Data!$A:$A,$A138,Data!F:F)","v":0.50708263069139969},{"$f":"SUMIFS(Data!L:L,Data!$A:$A,$A138,Data!L:L,\">=\"&0)","v":39953.745599999995},{"$f":"SUMIFS(Data!M:M,Data!$A:$A,$A138,Data!M:M,\">=\"&0)","v":39852.382190000004},{"$f":"SUMIFS(Data!N:N,Data!$A:$A,$A138,Data!N:N,\">=\"&0)*1000","v":296.04700020000001},{"$f":"SUMIFS(Data!O:O,Data!$A:$A,$A138,Data!O:O,\">=\"&0)*1000","v":19.227},{"$f":"SUMIFS(Data!R:R,Data!$A:$A,$A138,Data!R:R,\">=\"&0)","v":37425.833200000001},{"$f":"SUMIFS(Data!S:S,Data!$A:$A,$A138,Data!S:S,\">=\"&0)","v":37331.944459999999},{"$f":"SUMIFS(Data!AA:AA,Data!$A:$A,$A138,Data!AA:AA,\">=\"&0)*1000","v":20.907400000000003},{"$f":"SUMIFS(Data!AG:AG,Data!$A:$A,$A138,Data!AG:AG,\">=\"&0)*1000","v":17.746499979999996},{"$f":"SUMIFS(Data!AM:AM,Data!$A:$A,$A138,Data!AM:AM,\">=\"&0)*1000","v":19.670000000000002},{"$f":"SUMIFS(Data!AS:AS,Data!$A:$A,$A138,Data!AS:AS,\">=\"&0)*1000","v":14.784600099999999},0.25370189572411667,32.532853042388602,26.062758301526134,17.811399563645146,8.0373456288204252,{"$f":"Data!$AZ$5","v":75.3},{"$f":" IF(Data!$AZ$2,1,R138) * (1 + E138/F138)","v":16.397461912934936},0.25086613168575267,4.6499332813144209E-2,6.7514236572932207]
[134,{"$f":"SUMIF(Data!$A:$A,$A139,Data!G:G)/ SUMIF(Data!$A:$A,$A139,Data!F:F)","v":0.35283233703387418},{"$f":"SUMIFS(Data!L:L,Data!$A:$A,$A139,Data!L:L,\">=\"&0)","v":48973.7255},{"$f":"SUMIFS(Data!M:M,Data!$A:$A,$A139,Data!M:M,\">=\"&0)","v":48855.493300000002},{"$f":"SUMIFS(Data!N:N,Data!$A:$A,$A139,Data!N:N,\">=\"&0)*1000","v":368.75629999999995},{"$f":"SUMIFS(Data!O:O,Data!$A:$A,$A139,Data!O:O,\">=\"&0)*1000","v":20.172100029999999},{"$f":"SUMIFS(Data!R:R,Data!$A:$A,$A139,Data!R:R,\">=\"&0)","v":46374.847399999999},{"$f":"SUMIFS(Data!S:S,Data!$A:$A,$A139,Data!S:S,\">=\"&0)","v":46268.104650000008},{"$f":"SUMIFS(Data!AA:AA,Data!$A:$A,$A139,Data!AA:AA,\">=\"&0)*1000","v":21.976099999999999},{"$f":"SUMIFS(Data!AG:AG,Data!$A:$A,$A139,Data!AG:AG,\">=\"&0)*1000","v":18.024299989999999},{"$f":"SUMIFS(Data!AM:AM,Data!$A:$A,$A139,Data!AM:AM,\">=\"&0)*1000","v":20.085600040000003},{"$f":"SUMIFS(Data!AS:AS,Data!$A:$A,$A139,Data!AS:AS,\">=\"&0)*1000","v":14.870600019999999},0.24141965675043153,33.625119755991861,26.047363294161595,21.92484597012081,8.208917733355781,{"$f":"Data!$AZ$5","v":75.3},{"$f":" IF(Data!$AZ$2,1,R139) * (1 + E139/F139)","v":19.280511173927586},0.23017380322418127,0.2168258045732212,5.5921647743571334]
[135,{"$f":"SUMIF(Data!$A:$A,$A140,Data!G:G)/ SUMIF(Data!$A:$A,$A140,Data!F:F)","v":0.64467005076142136},{"$f":"SUMIFS(Data!L:L,Data!$A:$A,$A140,Data!L:L,\">=\"&0)","v":29722.406300000002},{"$f":"SUMIFS(Data!M:M,Data!$A:$A,$A140,Data!M:M,\">=\"&0)","v":29638.828165999999},{"$f":"SUMIFS(Data!N:N,Data!$A:$A,$A140,Data!N:N,\">=\"&0)*1000","v":219.31020100000001},{"$f":"SUMIFS(Data!O:O,Data!$A:$A,$A140,Data!O:O,\">=\"&0)*1000","v":17.141500000000004},{"$f":"SUMIFS(Data!R:R,Data!$A:$A,$A140,Data!R:R,\">=\"&0)","v":27462.638400000003},{"$f":"SUMIFS(Data!S:S,Data!$A:$A,$A140,Data!S:S,\">=\"&0)","v":27382.070475},{"$f":"SUMIFS(Data!AA:AA,Data!$A:$A,$A140,Data!AA:AA,\">=\"&0)*1000","v":18.614500100000001},{"$f":"SUMIFS(Data!AG:AG,Data!$A:$A,$A140,Data!AG:AG,\">=\"&0)*1000","v":16.20460005},{"$f":"SUMIFS(Data!AM:AM,Data!$A:$A,$A140,Data!AM:AM,\">=\"&0)*1000","v":18.009999990000004},{"$f":"SUMIFS(Data!AS:AS,Data!$A:$A,$A140,Data!AS:AS,\">=\"&0)*1000","v":13.5224999},0.28119571866562848,31.347075427022432,25.976824726927184,14.871703359318644,7.9131864518886319,{"$f":"Data!$AZ$5","v":75.3},{"$f":" IF(Data!$AZ$2,1,R140) * (1 + E140/F140)","v":13.794107925210744},0.2933728501483055,-0.16797266589152829,8.2417350180309832]
[136,{"$f":"SUMIF(Data!$A:$A,$A141,Data!G:G)/ SUMIF(Data!$A:$A,$A141,Data!F:F)","v":0.54504746552032957},{"$f":"SUMIFS(Data!L:L,Data!$A:$A,$A141,Data!L:L,\">=\"&0)","v":33066.304400000001},{"$f":"SUMIFS(Data!M:M,Data!$A:$A,$A141,Data!M:M,\">=\"&0)","v":32989.240320000004},{"$f":"SUMIFS(Data!N:N,Data!$A:$A,$A141,Data!N:N,\">=\"&0)*1000","v":245.69849989999994},{"$f":"SUMIFS(Data!O:O,Data!$A:$A,$A141,Data!O:O,\">=\"&0)*1000","v":19.9573},{"$f":"SUMIFS(Data!R:R,Data!$A:$A,$A141,Data!R:R,\">=\"&0)","v":30486.369104000001},{"$f":"SUMIFS(Data!S:S,Data!$A:$A,$A141,Data!S:S,\">=\"&0)","v":30416.079109999995},{"$f":"SUMIFS(Data!AA:AA,Data!$A:$A,$A141,Data!AA:AA,\">=\"&0)*1000","v":21.675499999999996},{"$f":"SUMIFS(Data!AG:AG,Data!$A:$A,$A141,Data!AG:AG,\">=\"&0)*1000","v":18.867500089999997},{"$f":"SUMIFS(Data!AM:AM,Data!$A:$A,$A141,Data!AM:AM,\">=\"&0)*1000","v":21.093999999999998},{"$f":"SUMIFS(Data!AS:AS,Data!$A:$A,$A141,Data!AS:AS,\">=\"&0)*1000","v":15.674100008999998},0.23305924686278659,31.072898025730371,25.89199078636652,14.882734313531421,7.9269221009895752,{"$f":"Data!$AZ$5","v":75.3},{"$f":" IF(Data!$AZ$2,1,R141) * (1 + E141/F141)","v":13.311209427126913},0.23056203826773072,3.3240866592010004E-2,8.4598715064297068]
[137,{"$f":"SUMIF(Data!$A:$A,$A142,Data!G:G)/ SUMIF(Data!$A:$A,$A142,Data!F:F)","v":0.26504751847940866},{"$f":"SUMIFS(Data!L:L,Data!$A:$A,$A142,Data!L:L,\">=\"&0)","v":51021.428799999994},{"$f":"SUMIFS(Data!M:M,Data!$A:$A,$A142,Data!M:M,\">=\"&0)","v":50904.016580000003},{"$f":"SUMIFS(Data!N:N,Data!$A:$A,$A142,Data!N:N,\">=\"&0)*1000","v":403.27479999999991},{"$f":"SUMIFS(Data!O:O,Data!$A:$A,$A142,Data!O:O,\">=\"&0)*1000","v":19.898200200000002},{"$f":"SUMIFS(Data!R:R,Data!$A:$A,$A142,Data!R:R,\">=\"&0)","v":48581.451080000006},{"$f":"SUMIFS(Data!S:S,Data!$A:$A,$A142,Data!S:S,\">=\"&0)","v":48477.161660000005},{"$f":"SUMIFS(Data!AA:AA,Data!$A:$A,$A142,Data!AA:AA,\">=\"&0)*1000","v":21.677099900000002},{"$f":"SUMIFS(Data!AG:AG,Data!$A:$A,$A142,Data!AG:AG,\">=\"&0)*1000","v":17.516299900000003},{"$f":"SUMIFS(Data!AM:AM,Data!$A:$A,$A142,Data!AM:AM,\">=\"&0)*1000","v":20.1623001},{"$f":"SUMIFS(Data!AS:AS,Data!$A:$A,$A142,Data!AS:AS,\">=\"&0)*1000","v":14.79909995},0.23012334770207588,32.824432722317852,25.066378046696624,23.753875097788189,8.2063546701650836,{"$f":"Data!$AZ$5","v":75.3},{"$f":" IF(Data!$AZ$2,1,R142) * (1 + E142/F142)","v":21.266898309727523},0.21466921568123931,0.32866145415223513,5.0061819564045873]
[138,{"$f":"SUMIF(Data!$A:$A,$A143,Data!G:G)/ SUMIF(Data!$A:$A,$A143,Data!F:F)","v":0.28652877220896317},{"$f":"SUMIFS(Data!L:L,Data!$A:$A,$A143,Data!L:L,\">=\"&0)","v":51211.143800000005},{"$f":"SUMIFS(Data!M:M,Data!$A:$A,$A143,Data!M:M,\">=\"&0)","v":51088.55747},{"$f":"SUMIFS(Data!N:N,Data!$A:$A,$A143,Data!N:N,\">=\"&0)*1000","v":404.24429970000006},{"$f":"SUMIFS(Data!O:O,Data!$A:$A,$A143,Data!O:O,\">=\"&0)*1000","v":19.778299969999999},{"$f":"SUMIFS(Data!R:R,Data!$A:$A,$A143,Data!R:R,\">=\"&0)","v":48777.168599999997},{"$f":"SUMIFS(Data!S:S,Data!$A:$A,$A143,Data!S:S,\">=\"&0)","v":48667.246160000002},{"$f":"SUMIFS(Data!AA:AA,Data!$A:$A,$A143,Data!AA:AA,\">=\"&0)*1000","v":21.549100010000004},{"$f":"SUMIFS(Data!AG:AG,Data!$A:$A,$A143,Data!AG:AG,\">=\"&0)*1000","v":17.415899799999998},{"$f":"SUMIFS(Data!AM:AM,Data!$A:$A,$A143,Data!AM:AM,\">=\"&0)*1000","v":20.0931},{"$f":"SUMIFS(Data!AS:AS,Data!$A:$A,$A143,Data!AS:AS,\">=\"&0)*1000","v":14.774899999999999},0.23937432539830431,32.737768436689109,24.96596555225452,23.732338021375199,8.2175127461390662,{"$f":"Data!$AZ$5","v":75.3},{"$f":" IF(Data!$AZ$2,1,R143) * (1 + E143/F143)","v":21.43877887953785},0.22535633607891464,0.30052857335411826,4.975237970193791]
[139,{"$f":"SUMIF(Data!$A:$A,$A144,Data!G:G)/ SUMIF(Data!$A:$A,$A144,Data!F:F)","v":0.73522520177037232},{"$f":"SUMIFS(Data!L:L,Data!$A:$A,$A144,Data!L:L,\">=\"&0)","v":23015.12169},{"$f":"SUMIFS(Data!M:M,Data!$A:$A,$A144,Data!M:M,\">=\"&0)","v":22941.243350000001},{"$f":"SUMIFS(Data!N:N,Data!$A:$A,$A144,Data!N:N,\">=\"&0)*1000","v":177.50099949999998},{"$f":"SUMIFS(Data!O:O,Data!$A:$A,$A144,Data!O:O,\">=\"&0)*1000","v":14.167499900000001},{"$f":"SUMIFS(Data!R:R,Data!$A:$A,$A144,Data!R:R,\">=\"&0)","v":21209.395299999996},{"$f":"SUMIFS(Data!S:S,Data!$A:$A,$A144,Data!S:S,\">=\"&0)","v":21136.296300000002},{"$f":"SUMIFS(Data!AA:AA,Data!$A:$A,$A144,Data!AA:AA,\">=\"&0)*1000","v":15.3706},{"$f":"SUMIFS(Data!AG:AG,Data!$A:$A,$A144,Data!AG:AG,\">=\"&0)*1000","v":13.553899970000002},{"$f":"SUMIFS(Data!AM:AM,Data!$A:$A,$A144,Data!AM:AM,\">=\"&0)*1000","v":15.485700000000001},{"$f":"SUMIFS(Data!AS:AS,Data!$A:$A,$A144,Data!AS:AS,\">=\"&0)*1000","v":11.794299899999999},0.32099912829094102,29.688194189516327,24.766755221142247,13.403522484458751,7.8272813032672639,{"$f":"Data!$AZ$5","v":75.3},{"$f":" IF(Data!$AZ$2,1,R144) * (1 + E144/F144)","v":13.52874542106049},0.34465386196085807,-0.32001886982329569,8.539561635498071]
[140,{"$f":"SUMIF(Data!$A:$A,$A145,Data!G:G)/ SUMIF(Data!$A:$A,$A145,Data!F:F)","v":0.99512723335138065},{"$f":"SUMIFS(Data!L:L,Data!$A:$A,$A145,Data!L:L,\">=\"&0)","v":8453.6301999999996},{"$f":"SUMIFS(Data!M:M,Data!$A:$A,$A145,Data!M:M,\">=\"&0)","v":8409.522923999999},{"$f":"SUMIFS(Data!N:N,Data!$A:$A,$A145,Data!N:N,\">=\"&0)*1000","v":66.399799599999994},{"$f":"SUMIFS(Data!O:O,Data!$A:$A,$A145,Data!O:O,\">=\"&0)*1000","v":8.6273999700000008},{"$f":"SUMIFS(Data!R:R,Data!$A:$A,$A145,Data!R:R,\">=\"&0)","v":7367.5234900000005},{"$f":"SUMIFS(Data!S:S,Data!$A:$A,$A145,Data!S:S,\">=\"&0)","v":7323.3804959999998},{"$f":"SUMIFS(Data!AA:AA,Data!$A:$A,$A145,Data!AA:AA,\">=\"&0)*1000","v":9.3358999699999998},{"$f":"SUMIFS(Data!AG:AG,Data!$A:$A,$A145,Data!AG:AG,\">=\"&0)*1000","v":8.5981000099999996},{"$f":"SUMIFS(Data!AM:AM,Data!$A:$A,$A145,Data!AM:AM,\">=\"&0)*1000","v":9.8283999999999985},{"$f":"SUMIFS(Data!AS:AS,Data!$A:$A,$A145,Data!AS:AS,\">=\"&0)*1000","v":7.5334000000000003},0.52175544655360773,27.854030370370374,24.639215729847493,8.5809650869599565,7.5889844822319645,{"$f":"Data!$AZ$5","v":75.3},{"$f":" IF(Data!$AZ$2,1,R145) * (1 + E145/F145)","v":8.6963859135882835},0.5991564744912774,-0.67310920905440375,14.831162037712575]
[141,{"$f":"SUMIF(Data!$A:$A,$A146,Data!G:G)/ SUMIF(Data!$A:$A,$A146,Data!F:F)","v":0.87216074548631328},{"$f":"SUMIFS(Data!L:L,Data!$A:$A,$A146,Data!L:L,\">=\"&0)","v":18545.974600000001},{"$f":"SUMIFS(Data!M:M,Data!$A:$A,$A146,Data!M:M,\">=\"&0)","v":18480.29852},{"$f":"SUMIFS(Data!N:N,Data!$A:$A,$A146,Data!N:N,\">=\"&0)*1000","v":139.77439900000002},{"$f":"SUMIFS(Data!O:O,Data!$A:$A,$A146,Data!O:O,\">=\"&0)*1000","v":14.6033001},{"$f":"SUMIFS(Data!R:R,Data!$A:$A,$A146,Data!R:R,\">=\"&0)","v":16666.819399999997},{"$f":"SUMIFS(Data!S:S,Data!$A:$A,$A146,Data!S:S,\">=\"&0)","v":16601.029989999999},{"$f":"SUMIFS(Data!AA:AA,Data!$A:$A,$A146,Data!AA:AA,\">=\"&0)*1000","v":15.821200099999999},{"$f":"SUMIFS(Data!AG:AG,Data!$A:$A,$A146,Data!AG:AG,\">=\"&0)*1000","v":14.291},{"$f":"SUMIFS(Data!AM:AM,Data!$A:$A,$A146,Data!AM:AM,\">=\"&0)*1000","v":16.303799999999999},{"$f":"SUMIFS(Data!AS:AS,Data!$A:$A,$A146,Data!AS:AS,\">=\"&0)*1000","v":12.414099779999999},0.35412579503910829,28.759287675902179,24.825308157038389,10.707438947589388,7.6978989729103997,{"$f":"Data!$AZ$5","v":75.3},{"$f":" IF(Data!$AZ$2,1,R146) * (1 + E146/F146)","v":10.571425502650596},0.3947328426682154,-0.4292743788936903,11.320192368377269]
[142,{"$f":"SUMIF(Data!$A:$A,$A147,Data!G:G)/ SUMIF(Data!$A:$A,$A147,Data!F:F)","v":0.5565899963490325},{"$f":"SUMIFS(Data!L:L,Data!$A:$A,$A147,Data!L:L,\">=\"&0)","v":33911.688800000004},{"$f":"SUMIFS(Data!M:M,Data!$A:$A,$A147,Data!M:M,\">=\"&0)","v":33817.098669999999},{"$f":"SUMIFS(Data!N:N,Data!$A:$A,$A147,Data!N:N,\">=\"&0)*1000","v":263.372299},{"$f":"SUMIFS(Data!O:O,Data!$A:$A,$A147,Data!O:O,\">=\"&0)*1000","v":18.0136},{"$f":"SUMIFS(Data!R:R,Data!$A:$A,$A147,Data!R:R,\">=\"&0)","v":31643.988300000001},{"$f":"SUMIFS(Data!S:S,Data!$A:$A,$A147,Data!S:S,\">=\"&0)","v":31554.247539999997},{"$f":"SUMIFS(Data!AA:AA,Data!$A:$A,$A147,Data!AA:AA,\">=\"&0)*1000","v":19.556799999999999},{"$f":"SUMIFS(Data!AG:AG,Data!$A:$A,$A147,Data!AG:AG,\">=\"&0)*1000","v":16.855699960000003},{"$f":"SUMIFS(Data!AM:AM,Data!$A:$A,$A147,Data!AM:AM,\">=\"&0)*1000","v":19.243799969999998},{"$f":"SUMIFS(Data!AS:AS,Data!$A:$A,$A147,Data!AS:AS,\">=\"&0)*1000","v":14.449300150000001},0.27893075617043328,30.65283145635826,25.019084159648592,16.024846469799137,7.8908614906324059,{"$f":"Data!$AZ$5","v":75.3},{"$f":" IF(Data!$AZ$2,1,R147) * (1 + E147/F147)","v":15.620747601811964},0.28359497276139567,-7.2858550127607308E-2,7.1713043612638305]
[143,{"$f":"SUMIF(Data!$A:$A,$A148,Data!G:G)/ SUMIF(Data!$A:$A,$A148,Data!F:F)","v":0.76569361921983981},{"$f":"SUMIFS(Data!L:L,Data!$A:$A,$A148,Data!L:L,\">=\"&0)","v":22842.002899999999},{"$f":"SUMIFS(Data!M:M,Data!$A:$A,$A148,Data!M:M,\">=\"&0)","v":22768.067910000002},{"$f":"SUMIFS(Data!N:N,Data!$A:$A,$A148,Data!N:N,\">=\"&0)*1000","v":175.45069989999999},{"$f":"SUMIFS(Data!O:O,Data!$A:$A,$A148,Data!O:O,\">=\"&0)*1000","v":14.710100000000001},{"$f":"SUMIFS(Data!R:R,Data!$A:$A,$A148,Data!R:R,\">=\"&0)","v":20967.8694},{"$f":"SUMIFS(Data!S:S,Data!$A:$A,$A148,Data!S:S,\">=\"&0)","v":20893.763910000001},{"$f":"SUMIFS(Data!AA:AA,Data!$A:$A,$A148,Data!AA:AA,\">=\"&0)*1000","v":15.961099999999998},{"$f":"SUMIFS(Data!AG:AG,Data!$A:$A,$A148,Data!AG:AG,\">=\"&0)*1000","v":14.138400020000002},{"$f":"SUMIFS(Data!AM:AM,Data!$A:$A,$A148,Data!AM:AM,\">=\"&0)*1000","v":16.099900000000002},{"$f":"SUMIFS(Data!AS:AS,Data!$A:$A,$A148,Data!AS:AS,\">=\"&0)*1000","v":12.219400029999999},0.32367997816863042,29.642314132011183,24.945239028052363,12.891840501199759,7.8378056650230787,{"$f":"Data!$AZ$5","v":75.3},{"$f":" IF(Data!$AZ$2,1,R148) * (1 + E148/F148)","v":12.92722686453525},0.35342403458502131,-0.38450816516622033,8.9706383592423666]
[144,{"$f":"SUMIF(Data!$A:$A,$A149,Data!G:G)/ SUMIF(Data!$A:$A,$A149,Data!F:F)","v":0.73976432993808672},{"$f":"SUMIFS(Data!L:L,Data!$A:$A,$A149,Data!L:L,\">=\"&0)","v":28643.545929999997},{"$f":"SUMIFS(Data!M:M,Data!$A:$A,$A149,Data!M:M,\">=\"&0)","v":28561.881250000002},{"$f":"SUMIFS(Data!N:N,Data!$A:$A,$A149,Data!N:N,\">=\"&0)*1000","v":219.7559005},{"$f":"SUMIFS(Data!O:O,Data!$A:$A,$A149,Data!O:O,\">=\"&0)*1000","v":19.064999799999999},{"$f":"SUMIFS(Data!R:R,Data!$A:$A,$A149,Data!R:R,\">=\"&0)","v":26236.290600000004},{"$f":"SUMIFS(Data!S:S,Data!$A:$A,$A149,Data!S:S,\">=\"&0)","v":26155.68478},{"$f":"SUMIFS(Data!AA:AA,Data!$A:$A,$A149,Data!AA:AA,\">=\"&0)*1000","v":20.678099799999998},{"$f":"SUMIFS(Data!AG:AG,Data!$A:$A,$A149,Data!AG:AG,\">=\"&0)*1000","v":18.346700000000002},{"$f":"SUMIFS(Data!AM:AM,Data!$A:$A,$A149,Data!AM:AM,\">=\"&0)*1000","v":21.008199800000003},{"$f":"SUMIFS(Data!AS:AS,Data!$A:$A,$A149,Data!AS:AS,\">=\"&0)*1000","v":15.916700000000002},0.28510673992517943,29.351664513470066,24.772660503688911,12.707461287315947,7.8010069377844822,{"$f":"Data!$AZ$5","v":75.3},{"$f":" IF(Data!$AZ$2,1,R149) * (1 + E149/F149)","v":12.526666813812398},0.30723024542198163,-0.27713378211198825,9.1995162437494393]
[145,{"$f":"SUMIF(Data!$A:$A,$A150,Data!G:G)/ SUMIF(Data!$A:$A,$A150,Data!F:F)","v":0.11},{"$f":"SUMIFS(Data!L:L,Data!$A:$A,$A150,Data!L:L,\">=\"&0)","v":60195.419039999986},{"$f":"SUMIFS(Data!M:M,Data!$A:$A,$A150,Data!M:M,\">=\"&0)","v":60024.546100000007},{"$f":"SUMIFS(Data!N:N,Data!$A:$A,$A150,Data!N:N,\">=\"&0)*1000","v":496.04569980000002},{"$f":"SUMIFS(Data!O:O,Data!$A:$A,$A150,Data!O:O,\">=\"&0)*1000","v":21.596300199999998},{"$f":"SUMIFS(Data!R:R,Data!$A:$A,$A150,Data!R:R,\">=\"&0)","v":57669.270300000004},{"$f":"SUMIFS(Data!S:S,Data!$A:$A,$A150,Data!S:S,\">=\"&0)","v":57516.013200000001},{"$f":"SUMIFS(Data!AA:AA,Data!$A:$A,$A150,Data!AA:AA,\">=\"&0)*1000","v":23.567999999999998},{"$f":"SUMIFS(Data!AG:AG,Data!$A:$A,$A150,Data!AG:AG,\">=\"&0)*1000","v":18.503699859999998},{"$f":"SUMIFS(Data!AM:AM,Data!$A:$A,$A150,Data!AM:AM,\">=\"&0)*1000","v":21.162799900000003},{"$f":"SUMIFS(Data!AS:AS,Data!$A:$A,$A150,Data!AS:AS,\">=\"&0)*1000","v":15.43389992},0.28386369382433213,34.198362876637255,25.358445688905178,27.369121734122203,8.3660039035980951,{"$f":"Data!$AZ$5","v":75.3},{"$f":" IF(Data!$AZ$2,1,R150) * (1 + E150/F150)","v":23.969012988622932},0.2657517586103435,0.43412521039319052,4.3614512905773006]
[146,{"$f":"SUMIF(Data!$A:$A,$A151,Data!G:G)/ SUMIF(Data!$A:$A,$A151,Data!F:F)","v":0.73714605067064087},{"$f":"SUMIFS(Data!L:L,Data!$A:$A,$A151,Data!L:L,\">=\"&0)","v":30080.516100000001},{"$f":"SUMIFS(Data!M:M,Data!$A:$A,$A151,Data!M:M,\">=\"&0)","v":30008.460849999999},{"$f":"SUMIFS(Data!N:N,Data!$A:$A,$A151,Data!N:N,\">=\"&0)*1000","v":225.44269999999997},{"$f":"SUMIFS(Data!O:O,Data!$A:$A,$A151,Data!O:O,\">=\"&0)*1000","v":21.30070001},{"$f":"SUMIFS(Data!R:R,Data!$A:$A,$A151,Data!R:R,\">=\"&0)","v":27355.713500000005},{"$f":"SUMIFS(Data!S:S,Data!$A:$A,$A151,Data!S:S,\">=\"&0)","v":27284.908670000001},{"$f":"SUMIFS(Data!AA:AA,Data!$A:$A,$A151,Data!AA:AA,\">=\"&0)*1000","v":23.091700129999996},{"$f":"SUMIFS(Data!AG:AG,Data!$A:$A,$A151,Data!AG:AG,\">=\"&0)*1000","v":20.584700199999997},{"$f":"SUMIFS(Data!AM:AM,Data!$A:$A,$A151,Data!AM:AM,\">=\"&0)*1000","v":23.127099960000002},{"$f":"SUMIFS(Data!AS:AS,Data!$A:$A,$A151,Data!AS:AS,\">=\"&0)*1000","v":17.483300069999999},0.23954126904092995,29.937276603192949,25.495234045231175,12.178947983901178,7.7560340291843,{"$f":"Data!$AZ$5","v":75.3},{"$f":" IF(Data!$AZ$2,1,R151) * (1 + E151/F151)","v":11.58381648932485},0.25883013433374558,-0.2234386758392834,9.9818995655813545]
[147,{"$f":"SUMIF(Data!$A:$A,$A152,Data!G:G)/ SUMIF(Data!$A:$A,$A152,Data!F:F)","v":0.27597277513805057},{"$f":"SUMIFS(Data!L:L,Data!$A:$A,$A152,Data!L:L,\">=\"&0)","v":53965.760499999989},{"$f":"SUMIFS(Data!M:M,Data!$A:$A,$A152,Data!M:M,\">=\"&0)","v":53815.664559999997},{"$f":"SUMIFS(Data!N:N,Data!$A:$A,$A152,Data!N:N,\">=\"&0)*1000","v":418.14680200000004},{"$f":"SUMIFS(Data!O:O,Data!$A:$A,$A152,Data!O:O,\">=\"&0)*1000","v":20.694599890000003},{"$f":"SUMIFS(Data!R:R,Data!$A:$A,$A152,Data!R:R,\">=\"&0)","v":51378.391700000015},{"$f":"SUMIFS(Data!S:S,Data!$A:$A,$A152,Data!S:S,\">=\"&0)","v":51241.395700000008},{"$f":"SUMIFS(Data!AA:AA,Data!$A:$A,$A152,Data!AA:AA,\">=\"&0)*1000","v":22.559899899999998},{"$f":"SUMIFS(Data!AG:AG,Data!$A:$A,$A152,Data!AG:AG,\">=\"&0)*1000","v":18.208300009999999},{"$f":"SUMIFS(Data!AM:AM,Data!$A:$A,$A152,Data!AM:AM,\">=\"&0)*1000","v":20.661800019999998},{"$f":"SUMIFS(Data!AS:AS,Data!$A:$A,$A152,Data!AS:AS,\">=\"&0)*1000","v":15.20270009},0.27813179803144256,33.476946574231334,25.505669356743212,23.898990502189111,8.2682104897105262,{"$f":"Data!$AZ$5","v":75.3},{"$f":" IF(Data!$AZ$2,1,R152) * (1 + E152/F152)","v":21.205599732423721},0.26664127752369177,0.24366337860456944,5.0238070701106752]
[148,{"$f":"SUMIF(Data!$A:$A,$A153,Data!G:G)/ SUMIF(Data!$A:$A,$A153,Data!F:F)","v":0.77862595419847325},{"$f":"SUMIFS(Data!L:L,Data!$A:$A,$A153,Data!L:L,\">=\"&0)","v":26246.784000000003},{"$f":"SUMIFS(Data!M:M,Data!$A:$A,$A153,Data!M:M,\">=\"&0)","v":26147.599409999999},{"$f":"SUMIFS(Data!N:N,Data!$A:$A,$A153,Data!N:N,\">=\"&0)*1000","v":197.21119999999996},{"$f":"SUMIFS(Data!O:O,Data!$A:$A,$A153,Data!O:O,\">=\"&0)*1000","v":16.766000009999999},{"$f":"SUMIFS(Data!R:R,Data!$A:$A,$A153,Data!R:R,\">=\"&0)","v":24067.290400000002},{"$f":"SUMIFS(Data!S:S,Data!$A:$A,$A153,Data!S:S,\">=\"&0)","v":23967.361430000004},{"$f":"SUMIFS(Data!AA:AA,Data!$A:$A,$A153,Data!AA:AA,\">=\"&0)*1000","v":18.192999999999998},{"$f":"SUMIFS(Data!AG:AG,Data!$A:$A,$A153,Data!AG:AG,\">=\"&0)*1000","v":16.133000000000003},{"$f":"SUMIFS(Data!AM:AM,Data!$A:$A,$A153,Data!AM:AM,\">=\"&0)*1000","v":18.143499899999998},{"$f":"SUMIFS(Data!AS:AS,Data!$A:$A,$A153,Data!AS:AS,\">=\"&0)*1000","v":13.833400109999999},0.3778923543547445,30.11484676089135,25.335375054042551,12.768858860720233,7.8436760842082069,{"$f":"Data!$AZ$5","v":75.3},{"$f":" IF(Data!$AZ$2,1,R153) * (1 + E153/F153)","v":12.762567093067775},0.41520656600377914,-0.47622512969573577,9.0966958810534173]
[149,{"$f":"SUMIF(Data!$A:$A,$A154,Data!G:G)/ SUMIF(Data!$A:$A,$A154,Data!F:F)","v":0.16352503301716892},{"$f":"SUMIFS(Data!L:L,Data!$A:$A,$A154,Data!L:L,\">=\"&0)","v":56783.823199999992},{"$f":"SUMIFS(Data!M:M,Data!$A:$A,$A154,Data!M:M,\">=\"&0)","v":56617.958799999993},{"$f":"SUMIFS(Data!N:N,Data!$A:$A,$A154,Data!N:N,\">=\"&0)*1000","v":455.40549999999996},{"$f":"SUMIFS(Data!O:O,Data!$A:$A,$A154,Data!O:O,\">=\"&0)*1000","v":20.441300099999999},{"$f":"SUMIFS(Data!R:R,Data!$A:$A,$A154,Data!R:R,\">=\"&0)","v":54312.779830000007},{"$f":"SUMIFS(Data!S:S,Data!$A:$A,$A154,Data!S:S,\">=\"&0)","v":54162.86540000001},{"$f":"SUMIFS(Data!AA:AA,Data!$A:$A,$A154,Data!AA:AA,\">=\"&0)*1000","v":22.298199870000005},{"$f":"SUMIFS(Data!AG:AG,Data!$A:$A,$A154,Data!AG:AG,\">=\"&0)*1000","v":17.656099999999999},{"$f":"SUMIFS(Data!AM:AM,Data!$A:$A,$A154,Data!AM:AM,\">=\"&0)*1000","v":20.400300000000001},{"$f":"SUMIFS(Data!AS:AS,Data!$A:$A,$A154,Data!AS:AS,\">=\"&0)*1000","v":14.906700000000001},0.2920979790596393,33.45474710572303,25.004732779962136,26.291762450371301,8.3275770278581014,{"$f":"Data!$AZ$5","v":75.3},{"$f":" IF(Data!$AZ$2,1,R154) * (1 + E154/F154)","v":23.27869547299489},0.27602054335873066,0.37426172966810833,4.5327982223037688]
[150,{"$f":"SUMIF(Data!$A:$A,$A155,Data!G:G)/ SUMIF(Data!$A:$A,$A155,Data!F:F)","v":0.36024340770791075},{"$f":"SUMIFS(Data!L:L,Data!$A:$A,$A155,Data!L:L,\">=\"&0)","v":49768.589100000005},{"$f":"SUMIFS(Data!M:M,Data!$A:$A,$A155,Data!M:M,\">=\"&0)","v":49642.159839999993},{"$f":"SUMIFS(Data!N:N,Data!$A:$A,$A155,Data!N:N,\">=\"&0)*1000","v":381.05829900000003},{"$f":"SUMIFS(Data!O:O,Data!$A:$A,$A155,Data!O:O,\">=\"&0)*1000","v":21.507300300000001},{"$f":"SUMIFS(Data!R:R,Data!$A:$A,$A155,Data!R:R,\">=\"&0)","v":47048.307200000003},{"$f":"SUMIFS(Data!S:S,Data!$A:$A,$A155,Data!S:S,\">=\"&0)","v":46931.688000000009},{"$f":"SUMIFS(Data!AA:AA,Data!$A:$A,$A155,Data!AA:AA,\">=\"&0)*1000","v":23.414900100000001},{"$f":"SUMIFS(Data!AG:AG,Data!$A:$A,$A155,Data!AG:AG,\">=\"&0)*1000","v":19.351900199999996},{"$f":"SUMIFS(Data!AM:AM,Data!$A:$A,$A155,Data!AM:AM,\">=\"&0)*1000","v":21.694699899999996},{"$f":"SUMIFS(Data!AS:AS,Data!$A:$A,$A155,Data!AS:AS,\">=\"&0)*1000","v":16.052399900000001},0.25403424586937245,33.048757067153481,25.847793098559091,20.995353727589006,8.1469482758971914,{"$f":"Data!$AZ$5","v":75.3},{"$f":" IF(Data!$AZ$2,1,R155) * (1 + E155/F155)","v":18.717625814709994},0.24787119227106585,0.11535773112910494,5.7753555337706652]
[151,{"$f":"SUMIF(Data!$A:$A,$A156,Data!G:G)/ SUMIF(Data!$A:$A,$A156,Data!F:F)","v":0.18710462287104623},{"$f":"SUMIFS(Data!L:L,Data!$A:$A,$A156,Data!L:L,\">=\"&0)","v":56322.605300000003},{"$f":"SUMIFS(Data!M:M,Data!$A:$A,$A156,Data!M:M,\">=\"&0)","v":56153.863569999994},{"$f":"SUMIFS(Data!N:N,Data!$A:$A,$A156,Data!N:N,\">=\"&0)*1000","v":448.04769799999991},{"$f":"SUMIFS(Data!O:O,Data!$A:$A,$A156,Data!O:O,\">=\"&0)*1000","v":20.281699999999997},{"$f":"SUMIFS(Data!R:R,Data!$A:$A,$A156,Data!R:R,\">=\"&0)","v":53855.289199999999},{"$f":"SUMIFS(Data!S:S,Data!$A:$A,$A156,Data!S:S,\">=\"&0)","v":53701.682560000001},{"$f":"SUMIFS(Data!AA:AA,Data!$A:$A,$A156,Data!AA:AA,\">=\"&0)*1000","v":22.1203},{"$f":"SUMIFS(Data!AG:AG,Data!$A:$A,$A156,Data!AG:AG,\">=\"&0)*1000","v":17.575400000000002},{"$f":"SUMIFS(Data!AM:AM,Data!$A:$A,$A156,Data!AM:AM,\">=\"&0)*1000","v":20.375799900000001},{"$f":"SUMIFS(Data!AS:AS,Data!$A:$A,$A156,Data!AS:AS,\">=\"&0)*1000","v":14.910099999999998},0.29959858763850333,33.191723167969755,24.876411161908109,25.859439898949653,8.3118221723937005,{"$f":"Data!$AZ$5","v":75.3},{"$f":" IF(Data!$AZ$2,1,R156) * (1 + E156/F156)","v":23.09122992648545},0.28522108465438928,0.33199422717490834,4.5663020097372442]
[152,{"$f":"SUMIF(Data!$A:$A,$A157,Data!G:G)/ SUMIF(Data!$A:$A,$A157,Data!F:F)","v":0.49880774962742175},{"$f":"SUMIFS(Data!L:L,Data!$A:$A,$A157,Data!L:L,\">=\"&0)","v":42755.9807},{"$f":"SUMIFS(Data!M:M,Data!$A:$A,$A157,Data!M:M,\">=\"&0)","v":42653.852899999998},{"$f":"SUMIFS(Data!N:N,Data!$A:$A,$A157,Data!N:N,\">=\"&0)*1000","v":328.12640099999993},{"$f":"SUMIFS(Data!O:O,Data!$A:$A,$A157,Data!O:O,\">=\"&0)*1000","v":21.5542999},{"$f":"SUMIFS(Data!R:R,Data!$A:$A,$A157,Data!R:R,\">=\"&0)","v":40036.834699999999},{"$f":"SUMIFS(Data!S:S,Data!$A:$A,$A157,Data!S:S,\">=\"&0)","v":39940.007599999997},{"$f":"SUMIFS(Data!AA:AA,Data!$A:$A,$A157,Data!AA:AA,\">=\"&0)*1000","v":23.432399700000001},{"$f":"SUMIFS(Data!AG:AG,Data!$A:$A,$A157,Data!AG:AG,\">=\"&0)*1000","v":19.9500998},{"$f":"SUMIFS(Data!AM:AM,Data!$A:$A,$A157,Data!AM:AM,\">=\"&0)*1000","v":22.468399990000005},{"$f":"SUMIFS(Data!AS:AS,Data!$A:$A,$A157,Data!AS:AS,\">=\"&0)*1000","v":16.78169999},0.23886202193931205,31.695182988376374,25.571596549844365,17.455050024361295,8.0149699733911621,{"$f":"Data!$AZ$5","v":75.3},{"$f":" IF(Data!$AZ$2,1,R157) * (1 + E157/F157)","v":16.223245594722375},0.24184504276009175,-4.8394279389679343E-2,6.7948041652350577]
[153,{"$f":"SUMIF(Data!$A:$A,$A158,Data!G:G)/ SUMIF(Data!$A:$A,$A158,Data!F:F)","v":0.9466916688990088},{"$f":"SUMIFS(Data!L:L,Data!$A:$A,$A158,Data!L:L,\">=\"&0)","v":18726.027400000003},{"$f":"SUMIFS(Data!M:M,Data!$A:$A,$A158,Data!M:M,\">=\"&0)","v":18626.407890000002},{"$f":"SUMIFS(Data!N:N,Data!$A:$A,$A158,Data!N:N,\">=\"&0)*1000","v":138.25729990000002},{"$f":"SUMIFS(Data!O:O,Data!$A:$A,$A158,Data!O:O,\">=\"&0)*1000","v":16.983599899999994},{"$f":"SUMIFS(Data!R:R,Data!$A:$A,$A158,Data!R:R,\">=\"&0)","v":16531.877759999999},{"$f":"SUMIFS(Data!S:S,Data!$A:$A,$A158,Data!S:S,\">=\"&0)","v":16428.265609999999},{"$f":"SUMIFS(Data!AA:AA,Data!$A:$A,$A158,Data!AA:AA,\">=\"&0)*1000","v":18.383299900000001},{"$f":"SUMIFS(Data!AG:AG,Data!$A:$A,$A158,Data!AG:AG,\">=\"&0)*1000","v":16.83519999},{"$f":"SUMIFS(Data!AM:AM,Data!$A:$A,$A158,Data!AM:AM,\">=\"&0)*1000","v":19.0837},{"$f":"SUMIFS(Data!AS:AS,Data!$A:$A,$A158,Data!AS:AS,\">=\"&0)*1000","v":14.557000000000002},0.5319842157231941,28.452735767777849,25.032805332803143,9.1956134225881669,7.6139757693884258,{"$f":"Data!$AZ$5","v":75.3},{"$f":" IF(Data!$AZ$2,1,R158) * (1 + E158/F158)","v":9.140635714104409},0.62674156864804231,-0.86614244431886345,13.380245560809412]
[154,{"$f":"SUMIF(Data!$A:$A,$A159,Data!G:G)/ SUMIF(Data!$A:$A,$A159,Data!F:F)","v":0.47380336351875807},{"$f":"SUMIFS(Data!L:L,Data!$A:$A,$A159,Data!L:L,\">=\"&0)","v":39837.780799999993},{"$f":"SUMIFS(Data!M:M,Data!$A:$A,$A159,Data!M:M,\">=\"&0)","v":39708.778550000003},{"$f":"SUMIFS(Data!N:N,Data!$A:$A,$A159,Data!N:N,\">=\"&0)*1000","v":309.58530100000002},{"$f":"SUMIFS(Data!O:O,Data!$A:$A,$A159,Data!O:O,\">=\"&0)*1000","v":19.608099899999996},{"$f":"SUMIFS(Data!R:R,Data!$A:$A,$A159,Data!R:R,\">=\"&0)","v":37371.450100000002},{"$f":"SUMIFS(Data!S:S,Data!$A:$A,$A159,Data!S:S,\">=\"&0)","v":37248.799780000001},{"$f":"SUMIFS(Data!AA:AA,Data!$A:$A,$A159,Data!AA:AA,\">=\"&0)*1000","v":21.306500000000003},{"$f":"SUMIFS(Data!AG:AG,Data!$A:$A,$A159,Data!AG:AG,\">=\"&0)*1000","v":18.126699799999997},{"$f":"SUMIFS(Data!AM:AM,Data!$A:$A,$A159,Data!AM:AM,\">=\"&0)*1000","v":20.373700070000005},{"$f":"SUMIFS(Data!AS:AS,Data!$A:$A,$A159,Data!AS:AS,\">=\"&0)*1000","v":15.251800000000001},0.32381886593439579,31.821199002814588,25.61295566237003,17.542080108812776,7.9712768404008543,{"$f":"Data!$AZ$5","v":75.3},{"$f":" IF(Data!$AZ$2,1,R159) * (1 + E159/F159)","v":16.788643600290925},0.32819256323157942,-7.3428445137971504E-2,6.6041826435461193]
[155,{"$f":"SUMIF(Data!$A:$A,$A160,Data!G:G)/ SUMIF(Data!$A:$A,$A160,Data!F:F)","v":0.14861520329994107},{"$f":"SUMIFS(Data!L:L,Data!$A:$A,$A160,Data!L:L,\">=\"&0)","v":59315.616100000007},{"$f":"SUMIFS(Data!M:M,Data!$A:$A,$A160,Data!M:M,\">=\"&0)","v":59124.237759999996},{"$f":"SUMIFS(Data!N:N,Data!$A:$A,$A160,Data!N:N,\">=\"&0)*1000","v":466.73860200000001},{"$f":"SUMIFS(Data!O:O,Data!$A:$A,$A160,Data!O:O,\">=\"&0)*1000","v":20.961899900000002},{"$f":"SUMIFS(Data!R:R,Data!$A:$A,$A160,Data!R:R,\">=\"&0)","v":56743.964900000006},{"$f":"SUMIFS(Data!S:S,Data!$A:$A,$A160,Data!S:S,\">=\"&0)","v":56569.8364},{"$f":"SUMIFS(Data!AA:AA,Data!$A:$A,$A160,Data!AA:AA,\">=\"&0)*1000","v":22.8771001},{"$f":"SUMIFS(Data!AG:AG,Data!$A:$A,$A160,Data!AG:AG,\">=\"&0)*1000","v":18.052700099999999},{"$f":"SUMIFS(Data!AM:AM,Data!$A:$A,$A160,Data!AM:AM,\">=\"&0)*1000","v":20.537000000000003},{"$f":"SUMIFS(Data!AS:AS,Data!$A:$A,$A160,Data!AS:AS,\">=\"&0)*1000","v":14.9998},0.32264410720671954,34.226143357653683,25.51343657444195,26.723980198397037,8.3716913054028055,{"$f":"Data!$AZ$5","v":75.3},{"$f":" IF(Data!$AZ$2,1,R160) * (1 + E160/F160)","v":23.266044787285715},0.30686699511899307,0.36707099644707097,4.5154830251550759]
[156,{"$f":"SUMIF(Data!$A:$A,$A161,Data!G:G)/ SUMIF(Data!$A:$A,$A161,Data!F:F)","v":0.43128964059196617},{"$f":"SUMIFS(Data!L:L,Data!$A:$A,$A161,Data!L:L,\">=\"&0)","v":45929.744500000001},{"$f":"SUMIFS(Data!M:M,Data!$A:$A,$A161,Data!M:M,\">=\"&0)","v":45805.737700000005},{"$f":"SUMIFS(Data!N:N,Data!$A:$A,$A161,Data!N:N,\">=\"&0)*1000","v":349.16039979999999},{"$f":"SUMIFS(Data!O:O,Data!$A:$A,$A161,Data!O:O,\">=\"&0)*1000","v":22.067100200000002},{"$f":"SUMIFS(Data!R:R,Data!$A:$A,$A161,Data!R:R,\">=\"&0)","v":43118.629159999997},{"$f":"SUMIFS(Data!S:S,Data!$A:$A,$A161,Data!S:S,\">=\"&0)","v":43001.534700000004},{"$f":"SUMIFS(Data!AA:AA,Data!$A:$A,$A161,Data!AA:AA,\">=\"&0)*1000","v":23.993399799999995},{"$f":"SUMIFS(Data!AG:AG,Data!$A:$A,$A161,Data!AG:AG,\">=\"&0)*1000","v":20.246399980000007},{"$f":"SUMIFS(Data!AM:AM,Data!$A:$A,$A161,Data!AM:AM,\">=\"&0)*1000","v":22.753999870000005},{"$f":"SUMIFS(Data!AS:AS,Data!$A:$A,$A161,Data!AS:AS,\">=\"&0)*1000","v":16.9305001},0.26999235756688256,32.12827333897188,25.693998473361329,18.506992965175971,8.0284562256991769,{"$f":"Data!$AZ$5","v":75.3},{"$f":" IF(Data!$AZ$2,1,R161) * (1 + E161/F161)","v":16.822667982447463},0.27156350348127112,-2.6430866069737585E-2,6.5211695804894276]
[157,{"$f":"SUMIF(Data!$A:$A,$A162,Data!G:G)/ SUMIF(Data!$A:$A,$A162,Data!F:F)","v":0.44302708900673643},{"$f":"SUMIFS(Data!L:L,Data!$A:$A,$A162,Data!L:L,\">=\"&0)","v":45017.059900000007},{"$f":"SUMIFS(Data!M:M,Data!$A:$A,$A162,Data!M:M,\">=\"&0)","v":44903.960549999996},{"$f":"SUMIFS(Data!N:N,Data!$A:$A,$A162,Data!N:N,\">=\"&0)*1000","v":342.50109899999995},{"$f":"SUMIFS(Data!O:O,Data!$A:$A,$A162,Data!O:O,\">=\"&0)*1000","v":21.998000070000003},{"$f":"SUMIFS(Data!R:R,Data!$A:$A,$A162,Data!R:R,\">=\"&0)","v":42220.172999999995},{"$f":"SUMIFS(Data!S:S,Data!$A:$A,$A162,Data!S:S,\">=\"&0)","v":42112.538400000005},{"$f":"SUMIFS(Data!AA:AA,Data!$A:$A,$A162,Data!AA:AA,\">=\"&0)*1000","v":23.912500020000003},{"$f":"SUMIFS(Data!AG:AG,Data!$A:$A,$A162,Data!AG:AG,\">=\"&0)*1000","v":20.214099990000001},{"$f":"SUMIFS(Data!AM:AM,Data!$A:$A,$A162,Data!AM:AM,\">=\"&0)*1000","v":22.559900000000003},{"$f":"SUMIFS(Data!AS:AS,Data!$A:$A,$A162,Data!AS:AS,\">=\"&0)*1000","v":16.775499919999998},0.25123664284439712,32.33835834536535,25.944609678520024,18.296139980655155,8.0062726540459757,{"$f":"Data!$AZ$5","v":75.3},{"$f":" IF(Data!$AZ$2,1,R162) * (1 + E162/F162)","v":16.569647145655267},0.25493642576971515,-6.130409758803998E-2,6.6284822906804264]
[158,{"$f":"SUMIF(Data!$A:$A,$A163,Data!G:G)/ SUMIF(Data!$A:$A,$A163,Data!F:F)","v":0.22855732444773541},{"$f":"SUMIFS(Data!L:L,Data!$A:$A,$A163,Data!L:L,\">=\"&0)","v":55051.931499999999},{"$f":"SUMIFS(Data!M:M,Data!$A:$A,$A163,Data!M:M,\">=\"&0)","v":54885.693100000004},{"$f":"SUMIFS(Data!N:N,Data!$A:$A,$A163,Data!N:N,\">=\"&0)*1000","v":434.8193},{"$f":"SUMIFS(Data!O:O,Data!$A:$A,$A163,Data!O:O,\">=\"&0)*1000","v":20.731800110000002},{"$f":"SUMIFS(Data!R:R,Data!$A:$A,$A163,Data!R:R,\">=\"&0)","v":52508.696100000001},{"$f":"SUMIFS(Data!S:S,Data!$A:$A,$A163,Data!S:S,\">=\"&0)","v":52355.052729999996},{"$f":"SUMIFS(Data!AA:AA,Data!$A:$A,$A163,Data!AA:AA,\">=\"&0)*1000","v":22.594600099999997},{"$f":"SUMIFS(Data!AG:AG,Data!$A:$A,$A163,Data!AG:AG,\">=\"&0)*1000","v":18.151299990000002},{"$f":"SUMIFS(Data!AM:AM,Data!$A:$A,$A163,Data!AM:AM,\">=\"&0)*1000","v":20.903699979999999},{"$f":"SUMIFS(Data!AS:AS,Data!$A:$A,$A163,Data!AS:AS,\">=\"&0)*1000","v":15.315900090000001},0.30196651683328263,33.02605704085083,25.07426886398396,24.479239021160581,8.2444477076626619,{"$f":"Data!$AZ$5","v":75.3},{"$f":" IF(Data!$AZ$2,1,R163) * (1 + E163/F163)","v":21.9735429481719},0.29260557090848277,0.2056931473141044,4.8336124940046687]
[159,{"$f":"SUMIF(Data!$A:$A,$A164,Data!G:G)/ SUMIF(Data!$A:$A,$A164,Data!F:F)","v":0.78089044522261131},{"$f":"SUMIFS(Data!L:L,Data!$A:$A,$A164,Data!L:L,\">=\"&0)","v":23331.109479999999},{"$f":"SUMIFS(Data!M:M,Data!$A:$A,$A164,Data!M:M,\">=\"&0)","v":23244.006000000001},{"$f":"SUMIFS(Data!N:N,Data!$A:$A,$A164,Data!N:N,\">=\"&0)*1000","v":177.07119899999998},{"$f":"SUMIFS(Data!O:O,Data!$A:$A,$A164,Data!O:O,\">=\"&0)*1000","v":15.884600000000002},{"$f":"SUMIFS(Data!R:R,Data!$A:$A,$A164,Data!R:R,\">=\"&0)","v":21293.381430000005},{"$f":"SUMIFS(Data!S:S,Data!$A:$A,$A164,Data!S:S,\">=\"&0)","v":21203.776319999997},{"$f":"SUMIFS(Data!AA:AA,Data!$A:$A,$A164,Data!AA:AA,\">=\"&0)*1000","v":17.212000100000001},{"$f":"SUMIFS(Data!AG:AG,Data!$A:$A,$A164,Data!AG:AG,\">=\"&0)*1000","v":15.400700000000001},{"$f":"SUMIFS(Data!AM:AM,Data!$A:$A,$A164,Data!AM:AM,\">=\"&0)*1000","v":17.485099999999999},{"$f":"SUMIFS(Data!AS:AS,Data!$A:$A,$A164,Data!AS:AS,\">=\"&0)*1000","v":13.482099930000002},0.37333621049897003,29.317761940483805,24.792905412065107,11.761154363113357,7.712061888728428,{"$f":"Data!$AZ$5","v":75.3},{"$f":" IF(Data!$AZ$2,1,R164) * (1 + E164/F164)","v":12.147350200823436},0.42081202694168651,-0.57670536839968856,9.6220109531885747]
[160,{"$f":"SUMIF(Data!$A:$A,$A165,Data!G:G)/ SUMIF(Data!$A:$A,$A165,Data!F:F)","v":0.23785387563357646},{"$f":"SUMIFS(Data!L:L,Data!$A:$A,$A165,Data!L:L,\">=\"&0)","v":54354.196800000005},{"$f":"SUMIFS(Data!M:M,Data!$A:$A,$A165,Data!M:M,\">=\"&0)","v":54190.271439999997},{"$f":"SUMIFS(Data!N:N,Data!$A:$A,$A165,Data!N:N,\">=\"&0)*1000","v":434.40489699999995},{"$f":"SUMIFS(Data!O:O,Data!$A:$A,$A165,Data!O:O,\">=\"&0)*1000","v":20.637600070000001},{"$f":"SUMIFS(Data!R:R,Data!$A:$A,$A165,Data!R:R,\">=\"&0)","v":51850.258400000006},{"$f":"SUMIFS(Data!S:S,Data!$A:$A,$A165,Data!S:S,\">=\"&0)","v":51698.202639999996},{"$f":"SUMIFS(Data!AA:AA,Data!$A:$A,$A165,Data!AA:AA,\">=\"&0)*1000","v":22.492500100000001},{"$f":"SUMIFS(Data!AG:AG,Data!$A:$A,$A165,Data!AG:AG,\">=\"&0)*1000","v":18.083000089999999},{"$f":"SUMIFS(Data!AM:AM,Data!$A:$A,$A165,Data!AM:AM,\">=\"&0)*1000","v":20.914500100000001},{"$f":"SUMIFS(Data!AS:AS,Data!$A:$A,$A165,Data!AS:AS,\">=\"&0)*1000","v":15.337999930000001},0.30158730999775962,32.829731824432095,24.922442529038779,24.384781220227293,8.2467490130187837,{"$f":"Data!$AZ$5","v":75.3},{"$f":" IF(Data!$AZ$2,1,R165) * (1 + E165/F165)","v":22.049196395247325},0.29325940639865777,0.18362358201728371,4.8204167122665842]
[161,{"$f":"SUMIF(Data!$A:$A,$A166,Data!G:G)/ SUMIF(Data!$A:$A,$A166,Data!F:F)","v":0.23589554077358954},{"$f":"SUMIFS(Data!L:L,Data!$A:$A,$A166,Data!L:L,\">=\"&0)","v":56002.374399999993},{"$f":"SUMIFS(Data!M:M,Data!$A:$A,$A166,Data!M:M,\">=\"&0)","v":55824.641799999998},{"$f":"SUMIFS(Data!N:N,Data!$A:$A,$A166,Data!N:N,\">=\"&0)*1000","v":439.20279600000003},{"$f":"SUMIFS(Data!O:O,Data!$A:$A,$A166,Data!O:O,\">=\"&0)*1000","v":20.550700000000003},{"$f":"SUMIFS(Data!R:R,Data!$A:$A,$A166,Data!R:R,\">=\"&0)","v":53464.19219999999},{"$f":"SUMIFS(Data!S:S,Data!$A:$A,$A166,Data!S:S,\">=\"&0)","v":53299.33125000001},{"$f":"SUMIFS(Data!AA:AA,Data!$A:$A,$A166,Data!AA:AA,\">=\"&0)*1000","v":22.401700100000003},{"$f":"SUMIFS(Data!AG:AG,Data!$A:$A,$A166,Data!AG:AG,\">=\"&0)*1000","v":17.960599889999997},{"$f":"SUMIFS(Data!AM:AM,Data!$A:$A,$A166,Data!AM:AM,\">=\"&0)*1000","v":20.7529},{"$f":"SUMIFS(Data!AS:AS,Data!$A:$A,$A166,Data!AS:AS,\">=\"&0)*1000","v":15.211999920000002},0.31736618653082638,32.975690007389559,24.960565847272949,24.726903539968603,8.2627661817506475,{"$f":"Data!$AZ$5","v":75.3},{"$f":" IF(Data!$AZ$2,1,R166) * (1 + E166/F166)","v":22.371670843328936},0.30835769365646609,0.20153503737966247,4.7379779272558542]
[162,{"$f":"SUMIF(Data!$A:$A,$A167,Data!G:G)/ SUMIF(Data!$A:$A,$A167,Data!F:F)","v":0.22053604210011016},{"$f":"SUMIFS(Data!L:L,Data!$A:$A,$A167,Data!L:L,\">=\"&0)","v":53960.856800000001},{"$f":"SUMIFS(Data!M:M,Data!$A:$A,$A167,Data!M:M,\">=\"&0)","v":53797.092599999996},{"$f":"SUMIFS(Data!N:N,Data!$A:$A,$A167,Data!N:N,\">=\"&0)*1000","v":437.24569800000006},{"$f":"SUMIFS(Data!O:O,Data!$A:$A,$A167,Data!O:O,\">=\"&0)*1000","v":20.136000130000003},{"$f":"SUMIFS(Data!R:R,Data!$A:$A,$A167,Data!R:R,\">=\"&0)","v":51548.013800000008},{"$f":"SUMIFS(Data!S:S,Data!$A:$A,$A167,Data!S:S,\">=\"&0)","v":51395.372060000002},{"$f":"SUMIFS(Data!AA:AA,Data!$A:$A,$A167,Data!AA:AA,\">=\"&0)*1000","v":21.930799999999998},{"$f":"SUMIFS(Data!AG:AG,Data!$A:$A,$A167,Data!AG:AG,\">=\"&0)*1000","v":17.61610009},{"$f":"SUMIFS(Data!AM:AM,Data!$A:$A,$A167,Data!AM:AM,\">=\"&0)*1000","v":20.878299999999999},{"$f":"SUMIFS(Data!AS:AS,Data!$A:$A,$A167,Data!AS:AS,\">=\"&0)*1000","v":15.2865},0.30348702691467472,31.882220394148568,24.166100522193211,24.49293480371,8.1839233862877503,{"$f":"Data!$AZ$5","v":75.3},{"$f":" IF(Data!$AZ$2,1,R167) * (1 + E167/F167)","v":22.714625306768905},0.29611565751541402,0.16743789390198893,4.6730288034420253]
[163,{"$f":"SUMIF(Data!$A:$A,$A168,Data!G:G)/ SUMIF(Data!$A:$A,$A168,Data!F:F)","v":0.51605024424284718},{"$f":"SUMIFS(Data!L:L,Data!$A:$A,$A168,Data!L:L,\">=\"&0)","v":35597.7549},{"$f":"SUMIFS(Data!M:M,Data!$A:$A,$A168,Data!M:M,\">=\"&0)","v":35467.713459999999},{"$f":"SUMIFS(Data!N:N,Data!$A:$A,$A168,Data!N:N,\">=\"&0)*1000","v":283.31639899999999},{"$f":"SUMIFS(Data!O:O,Data!$A:$A,$A168,Data!O:O,\">=\"&0)*1000","v":18.046399900000001},{"$f":"SUMIFS(Data!R:R,Data!$A:$A,$A168,Data!R:R,\">=\"&0)","v":33371.4087},{"$f":"SUMIFS(Data!S:S,Data!$A:$A,$A168,Data!S:S,\">=\"&0)","v":33245.401730000005},{"$f":"SUMIFS(Data!AA:AA,Data!$A:$A,$A168,Data!AA:AA,\">=\"&0)*1000","v":19.599600029999998},{"$f":"SUMIFS(Data!AG:AG,Data!$A:$A,$A168,Data!AG:AG,\">=\"&0)*1000","v":16.786800029999998},{"$f":"SUMIFS(Data!AM:AM,Data!$A:$A,$A168,Data!AM:AM,\">=\"&0)*1000","v":19.398900099999999},{"$f":"SUMIFS(Data!AS:AS,Data!$A:$A,$A168,Data!AS:AS,\">=\"&0)*1000","v":14.547099900000003},0.36530798182444052,30.413660748025031,24.616224983872993,16.756022559232207,7.9246521746494931,{"$f":"Data!$AZ$5","v":75.3},{"$f":" IF(Data!$AZ$2,1,R168) * (1 + E168/F168)","v":16.699330645997708},0.37758960412119164,-0.20509487160270468,6.6845687353948247]
[164,{"$f":"SUMIF(Data!$A:$A,$A169,Data!G:G)/ SUMIF(Data!$A:$A,$A169,Data!F:F)","v":0.48304008706693269},{"$f":"SUMIFS(Data!L:L,Data!$A:$A,$A169,Data!L:L,\">=\"&0)","v":33956.509899999997},{"$f":"SUMIFS(Data!M:M,Data!$A:$A,$A169,Data!M:M,\">=\"&0)","v":33827.32804},{"$f":"SUMIFS(Data!N:N,Data!$A:$A,$A169,Data!N:N,\">=\"&0)*1000","v":276.5855985},{"$f":"SUMIFS(Data!O:O,Data!$A:$A,$A169,Data!O:O,\">=\"&0)*1000","v":16.935999800000001},{"$f":"SUMIFS(Data!R:R,Data!$A:$A,$A169,Data!R:R,\">=\"&0)","v":31899.104800000001},{"$f":"SUMIFS(Data!S:S,Data!$A:$A,$A169,Data!S:S,\">=\"&0)","v":31773.561510000003},{"$f":"SUMIFS(Data!AA:AA,Data!$A:$A,$A169,Data!AA:AA,\">=\"&0)*1000","v":18.389099899999998},{"$f":"SUMIFS(Data!AG:AG,Data!$A:$A,$A169,Data!AG:AG,\">=\"&0)*1000","v":15.703199999999997},{"$f":"SUMIFS(Data!AM:AM,Data!$A:$A,$A169,Data!AM:AM,\">=\"&0)*1000","v":18.264099819999998},{"$f":"SUMIFS(Data!AS:AS,Data!$A:$A,$A169,Data!AS:AS,\">=\"&0)*1000","v":13.73500011},0.38043326708319036,30.275993217203869,24.345675776698673,17.104156477660617,7.9019642500283371,{"$f":"Data!$AZ$5","v":75.3},{"$f":" IF(Data!$AZ$2,1,R169) * (1 + E169/F169)","v":17.331223533670567},0.39356367768664718,-0.22756608125738842,6.4637592778310937]
[165,{"$f":"SUMIF(Data!$A:$A,$A170,Data!G:G)/ SUMIF(Data!$A:$A,$A170,Data!F:F)","v":0.81348028825773633},{"$f":"SUMIFS(Data!L:L,Data!$A:$A,$A170,Data!L:L,\">=\"&0)","v":25504.510389999999},{"$f":"SUMIFS(Data!M:M,Data!$A:$A,$A170,Data!M:M,\">=\"&0)","v":25410.478950000001},{"$f":"SUMIFS(Data!N:N,Data!$A:$A,$A170,Data!N:N,\">=\"&0)*1000","v":195.29620000000003},{"$f":"SUMIFS(Data!O:O,Data!$A:$A,$A170,Data!O:O,\">=\"&0)*1000","v":19.321500100000002},{"$f":"SUMIFS(Data!R:R,Data!$A:$A,$A170,Data!R:R,\">=\"&0)","v":23077.266000000003},{"$f":"SUMIFS(Data!S:S,Data!$A:$A,$A170,Data!S:S,\">=\"&0)","v":22979.519850000001},{"$f":"SUMIFS(Data!AA:AA,Data!$A:$A,$A170,Data!AA:AA,\">=\"&0)*1000","v":20.922799999999999},{"$f":"SUMIFS(Data!AG:AG,Data!$A:$A,$A170,Data!AG:AG,\">=\"&0)*1000","v":18.84079994},{"$f":"SUMIFS(Data!AM:AM,Data!$A:$A,$A170,Data!AM:AM,\">=\"&0)*1000","v":21.43129983},{"$f":"SUMIFS(Data!AS:AS,Data!$A:$A,$A170,Data!AS:AS,\">=\"&0)*1000","v":16.345000000000002},0.3686855327239193,29.000255889358371,24.906906834865058,11.050486532579784,7.6533728755233348,{"$f":"Data!$AZ$5","v":75.3},{"$f":" IF(Data!$AZ$2,1,R170) * (1 + E170/F170)","v":11.107714152070418},0.42356035589312296,-0.60953384990892523,10.578807198184336]
[166,{"$f":"SUMIF(Data!$A:$A,$A171,Data!G:G)/ SUMIF(Data!$A:$A,$A171,Data!F:F)","v":0.91834319526627217},{"$f":"SUMIFS(Data!L:L,Data!$A:$A,$A171,Data!L:L,\">=\"&0)","v":20959.36376},{"$f":"SUMIFS(Data!M:M,Data!$A:$A,$A171,Data!M:M,\">=\"&0)","v":20851.390839999996},{"$f":"SUMIFS(Data!N:N,Data!$A:$A,$A171,Data!N:N,\">=\"&0)*1000","v":160.2376007},{"$f":"SUMIFS(Data!O:O,Data!$A:$A,$A171,Data!O:O,\">=\"&0)*1000","v":18.671799969999999},{"$f":"SUMIFS(Data!R:R,Data!$A:$A,$A171,Data!R:R,\">=\"&0)","v":18630.046300000002},{"$f":"SUMIFS(Data!S:S,Data!$A:$A,$A171,Data!S:S,\">=\"&0)","v":18517.479009999999},{"$f":"SUMIFS(Data!AA:AA,Data!$A:$A,$A171,Data!AA:AA,\">=\"&0)*1000","v":20.209600069999997},{"$f":"SUMIFS(Data!AG:AG,Data!$A:$A,$A171,Data!AG:AG,\">=\"&0)*1000","v":18.458800059999998},{"$f":"SUMIFS(Data!AM:AM,Data!$A:$A,$A171,Data!AM:AM,\">=\"&0)*1000","v":21.106799900000002},{"$f":"SUMIFS(Data!AS:AS,Data!$A:$A,$A171,Data!AS:AS,\">=\"&0)*1000","v":16.10569997},0.51515361456756259,28.205994995984806,24.705165109548204,9.48490695120514,7.6092554759793369,{"$f":"Data!$AZ$5","v":75.3},{"$f":" IF(Data!$AZ$2,1,R171) * (1 + E171/F171)","v":9.5817971999193396},0.60422442428391965,-0.8534584351347384,12.60383137866452]
[167,{"$f":"SUMIF(Data!$A:$A,$A172,Data!G:G)/ SUMIF(Data!$A:$A,$A172,Data!F:F)","v":0.95660091047040974},{"$f":"SUMIFS(Data!L:L,Data!$A:$A,$A172,Data!L:L,\">=\"&0)","v":15803.184199999998},{"$f":"SUMIFS(Data!M:M,Data!$A:$A,$A172,Data!M:M,\">=\"&0)","v":15700.985000000001},{"$f":"SUMIFS(Data!N:N,Data!$A:$A,$A172,Data!N:N,\">=\"&0)*1000","v":120.76490010000002},{"$f":"SUMIFS(Data!O:O,Data!$A:$A,$A172,Data!O:O,\">=\"&0)*1000","v":14.859000100000001},{"$f":"SUMIFS(Data!R:R,Data!$A:$A,$A172,Data!R:R,\">=\"&0)","v":13938.485253999999},{"$f":"SUMIFS(Data!S:S,Data!$A:$A,$A172,Data!S:S,\">=\"&0)","v":13832.90387},{"$f":"SUMIFS(Data!AA:AA,Data!$A:$A,$A172,Data!AA:AA,\">=\"&0)*1000","v":16.079999989999997},{"$f":"SUMIFS(Data!AG:AG,Data!$A:$A,$A172,Data!AG:AG,\">=\"&0)*1000","v":14.756199989999999},{"$f":"SUMIFS(Data!AM:AM,Data!$A:$A,$A172,Data!AM:AM,\">=\"&0)*1000","v":16.996799930000002},{"$f":"SUMIFS(Data!AS:AS,Data!$A:$A,$A172,Data!AS:AS,\">=\"&0)*1000","v":12.972399864000002},0.64670004922170876,27.721896618217567,24.432462222308288,8.9711443386313086,7.593282902732124,{"$f":"Data!$AZ$5","v":75.3},{"$f":" IF(Data!$AZ$2,1,R172) * (1 + E172/F172)","v":9.12739075895154},0.75748104672779937,-1.0111414529045251,13.504620198014861]
[168,{"$f":"SUMIF(Data!$A:$A,$A173,Data!G:G)/ SUMIF(Data!$A:$A,$A173,Data!F:F)","v":0.46044797278140065},{"$f":"SUMIFS(Data!L:L,Data!$A:$A,$A173,Data!L:L,\">=\"&0)","v":42999.750800000002},{"$f":"SUMIFS(Data!M:M,Data!$A:$A,$A173,Data!M:M,\">=\"&0)","v":42889.400249999999},{"$f":"SUMIFS(Data!N:N,Data!$A:$A,$A173,Data!N:N,\">=\"&0)*1000","v":344.5813},{"$f":"SUMIFS(Data!O:O,Data!$A:$A,$A173,Data!O:O,\">=\"&0)*1000","v":21.869899999999998},{"$f":"SUMIFS(Data!R:R,Data!$A:$A,$A173,Data!R:R,\">=\"&0)","v":40349.257899999997},{"$f":"SUMIFS(Data!S:S,Data!$A:$A,$A173,Data!S:S,\">=\"&0)","v":40241.47828000001},{"$f":"SUMIFS(Data!AA:AA,Data!$A:$A,$A173,Data!AA:AA,\">=\"&0)*1000","v":23.760899900000002},{"$f":"SUMIFS(Data!AG:AG,Data!$A:$A,$A173,Data!AG:AG,\">=\"&0)*1000","v":20.192400019999994},{"$f":"SUMIFS(Data!AM:AM,Data!$A:$A,$A173,Data!AM:AM,\">=\"&0)*1000","v":23.229399900000001},{"$f":"SUMIFS(Data!AS:AS,Data!$A:$A,$A173,Data!AS:AS,\">=\"&0)*1000","v":17.312499990000003},0.25663067331079237,30.898274447911017,24.86724479677736,17.672490028255726,7.9584523648450034,{"$f":"Data!$AZ$5","v":75.3},{"$f":" IF(Data!$AZ$2,1,R173) * (1 + E173/F173)","v":16.755961389855464},0.2671167342584177,-0.17570403237008125,6.5800812573925782]
[169,{"$f":"SUMIF(Data!$A:$A,$A174,Data!G:G)/ SUMIF(Data!$A:$A,$A174,Data!F:F)","v":0.62472460220318238},{"$f":"SUMIFS(Data!L:L,Data!$A:$A,$A174,Data!L:L,\">=\"&0)","v":21886.0275},{"$f":"SUMIFS(Data!M:M,Data!$A:$A,$A174,Data!M:M,\">=\"&0)","v":21795.440506000006},{"$f":"SUMIFS(Data!N:N,Data!$A:$A,$A174,Data!N:N,\">=\"&0)*1000","v":169.5244999},{"$f":"SUMIFS(Data!O:O,Data!$A:$A,$A174,Data!O:O,\">=\"&0)*1000","v":15.191499980000001},{"$f":"SUMIFS(Data!R:R,Data!$A:$A,$A174,Data!R:R,\">=\"&0)","v":19981.69327},{"$f":"SUMIFS(Data!S:S,Data!$A:$A,$A174,Data!S:S,\">=\"&0)","v":19893.17985},{"$f":"SUMIFS(Data!AA:AA,Data!$A:$A,$A174,Data!AA:AA,\">=\"&0)*1000","v":16.472599994999999},{"$f":"SUMIFS(Data!AG:AG,Data!$A:$A,$A174,Data!AG:AG,\">=\"&0)*1000","v":14.577699899999999},{"$f":"SUMIFS(Data!AM:AM,Data!$A:$A,$A174,Data!AM:AM,\">=\"&0)*1000","v":16.612099999999998},{"$f":"SUMIFS(Data!AS:AS,Data!$A:$A,$A174,Data!AS:AS,\">=\"&0)*1000","v":12.502399999},0.41390331799589425,29.660559152818806,25.049760081015705,12.998621922516062,7.7771573120749338,{"$f":"Data!$AZ$5","v":75.3},{"$f":" IF(Data!$AZ$2,1,R174) * (1 + E174/F174)","v":12.159167963873438},0.44297256896086523,-0.3534579050670722,9.5623760019442283]
[170,{"$f":"SUMIF(Data!$A:$A,$A175,Data!G:G)/ SUMIF(Data!$A:$A,$A175,Data!F:F)","v":0.80746327907899962},{"$f":"SUMIFS(Data!L:L,Data!$A:$A,$A175,Data!L:L,\">=\"&0)","v":27505.219799999999},{"$f":"SUMIFS(Data!M:M,Data!$A:$A,$A175,Data!M:M,\">=\"&0)","v":27405.800730000003},{"$f":"SUMIFS(Data!N:N,Data!$A:$A,$A175,Data!N:N,\">=\"&0)*1000","v":206.71070009999997},{"$f":"SUMIFS(Data!O:O,Data!$A:$A,$A175,Data!O:O,\">=\"&0)*1000","v":20.804799989999999},{"$f":"SUMIFS(Data!R:R,Data!$A:$A,$A175,Data!R:R,\">=\"&0)","v":24854.5962},{"$f":"SUMIFS(Data!S:S,Data!$A:$A,$A175,Data!S:S,\">=\"&0)","v":24751.097839999995},{"$f":"SUMIFS(Data!AA:AA,Data!$A:$A,$A175,Data!AA:AA,\">=\"&0)*1000","v":22.538299899999995},{"$f":"SUMIFS(Data!AG:AG,Data!$A:$A,$A175,Data!AG:AG,\">=\"&0)*1000","v":20.286599949999999},{"$f":"SUMIFS(Data!AM:AM,Data!$A:$A,$A175,Data!AM:AM,\">=\"&0)*1000","v":22.904100199999998},{"$f":"SUMIFS(Data!AS:AS,Data!$A:$A,$A175,Data!AS:AS,\">=\"&0)*1000","v":17.445600000000002},0.36145528275326227,29.329851998539812,25.204726290932438,11.099444734700326,7.6913516888645006,{"$f":"Data!$AZ$5","v":75.3},{"$f":" IF(Data!$AZ$2,1,R175) * (1 + E175/F175)","v":10.935721573836672},0.41641537511683674,-0.60102826776039742,10.725596525701464]
[171,{"$f":"SUMIF(Data!$A:$A,$A176,Data!G:G)/ SUMIF(Data!$A:$A,$A176,Data!F:F)","v":0.87167755991285401},{"$f":"SUMIFS(Data!L:L,Data!$A:$A,$A176,Data!L:L,\">=\"&0)","v":24223.237799999999},{"$f":"SUMIFS(Data!M:M,Data!$A:$A,$A176,Data!M:M,\">=\"&0)","v":24114.930779999999},{"$f":"SUMIFS(Data!N:N,Data!$A:$A,$A176,Data!N:N,\">=\"&0)*1000","v":180.08990070000002},{"$f":"SUMIFS(Data!O:O,Data!$A:$A,$A176,Data!O:O,\">=\"&0)*1000","v":20.080400000000001},{"$f":"SUMIFS(Data!R:R,Data!$A:$A,$A176,Data!R:R,\">=\"&0)","v":21647.659600000003},{"$f":"SUMIFS(Data!S:S,Data!$A:$A,$A176,Data!S:S,\">=\"&0)","v":21535.004880000004},{"$f":"SUMIFS(Data!AA:AA,Data!$A:$A,$A176,Data!AA:AA,\">=\"&0)*1000","v":21.743100010000003},{"$f":"SUMIFS(Data!AG:AG,Data!$A:$A,$A176,Data!AG:AG,\">=\"&0)*1000","v":19.73069997},{"$f":"SUMIFS(Data!AM:AM,Data!$A:$A,$A176,Data!AM:AM,\">=\"&0)*1000","v":22.0471},{"$f":"SUMIFS(Data!AS:AS,Data!$A:$A,$A176,Data!AS:AS,\">=\"&0)*1000","v":16.804999899999999},0.44712032674674151,29.420079769174954,25.581160249114664,10.199334250988578,7.6470236959554905,{"$f":"Data!$AZ$5","v":75.3},{"$f":" IF(Data!$AZ$2,1,R176) * (1 + E176/F176)","v":9.9684418985677574},0.5204013832516039,-0.73049795403438156,11.980150059757012]
[172,{"$f":"SUMIF(Data!$A:$A,$A177,Data!G:G)/ SUMIF(Data!$A:$A,$A177,Data!F:F)","v":0.27401377582968067},{"$f":"SUMIFS(Data!L:L,Data!$A:$A,$A177,Data!L:L,\">=\"&0)","v":52597.152170000001},{"$f":"SUMIFS(Data!M:M,Data!$A:$A,$A177,Data!M:M,\">=\"&0)","v":52437.897539999998},{"$f":"SUMIFS(Data!N:N,Data!$A:$A,$A177,Data!N:N,\">=\"&0)*1000","v":424.42549800000006},{"$f":"SUMIFS(Data!O:O,Data!$A:$A,$A177,Data!O:O,\">=\"&0)*1000","v":20.765700020000001},{"$f":"SUMIFS(Data!R:R,Data!$A:$A,$A177,Data!R:R,\">=\"&0)","v":50099.389799999997},{"$f":"SUMIFS(Data!S:S,Data!$A:$A,$A177,Data!S:S,\">=\"&0)","v":49949.392850000004},{"$f":"SUMIFS(Data!AA:AA,Data!$A:$A,$A177,Data!AA:AA,\">=\"&0)*1000","v":22.615499999999997},{"$f":"SUMIFS(Data!AG:AG,Data!$A:$A,$A177,Data!AG:AG,\">=\"&0)*1000","v":18.340799999999998},{"$f":"SUMIFS(Data!AM:AM,Data!$A:$A,$A177,Data!AM:AM,\">=\"&0)*1000","v":21.300100100000002},{"$f":"SUMIFS(Data!AS:AS,Data!$A:$A,$A177,Data!AS:AS,\">=\"&0)*1000","v":15.6454},0.30278184926300561,32.326206300489737,24.766654203288336,23.307053127453536,8.1793459353098452,{"$f":"Data!$AZ$5","v":75.3},{"$f":" IF(Data!$AZ$2,1,R177) * (1 + E177/F177)","v":21.438776327849506},0.29939875634970986,7.2529372264480321E-2,4.9820519289855536]
[173,{"$f":"SUMIF(Data!$A:$A,$A178,Data!G:G)/ SUMIF(Data!$A:$A,$A178,Data!F:F)","v":0.33900948914597684},{"$f":"SUMIFS(Data!L:L,Data!$A:$A,$A178,Data!L:L,\">=\"&0)","v":49687.395469999996},{"$f":"SUMIFS(Data!M:M,Data!$A:$A,$A178,Data!M:M,\">=\"&0)","v":49544.0893},{"$f":"SUMIFS(Data!N:N,Data!$A:$A,$A178,Data!N:N,\">=\"&0)*1000","v":395.99159999999995},{"$f":"SUMIFS(Data!O:O,Data!$A:$A,$A178,Data!O:O,\">=\"&0)*1000","v":21.356400000000001},{"$f":"SUMIFS(Data!R:R,Data!$A:$A,$A178,Data!R:R,\">=\"&0)","v":47091.415699999998},{"$f":"SUMIFS(Data!S:S,Data!$A:$A,$A178,Data!S:S,\">=\"&0)","v":46954.933449999997},{"$f":"SUMIFS(Data!AA:AA,Data!$A:$A,$A178,Data!AA:AA,\">=\"&0)*1000","v":23.235800000000001},{"$f":"SUMIFS(Data!AG:AG,Data!$A:$A,$A178,Data!AG:AG,\">=\"&0)*1000","v":19.17920011},{"$f":"SUMIFS(Data!AM:AM,Data!$A:$A,$A178,Data!AM:AM,\">=\"&0)*1000","v":22.1462},{"$f":"SUMIFS(Data!AS:AS,Data!$A:$A,$A178,Data!AS:AS,\">=\"&0)*1000","v":16.337800099999999},0.28841554008706466,31.875903895666685,24.891880825905254,21.151037930330041,8.0883808605686109,{"$f":"Data!$AZ$5","v":75.3},{"$f":" IF(Data!$AZ$2,1,R178) * (1 + E178/F178)","v":19.542057650165756},0.28982405385617011,-2.7525257276910887E-2,5.5141295275331847]
[174,{"$f":"SUMIF(Data!$A:$A,$A179,Data!G:G)/ SUMIF(Data!$A:$A,$A179,Data!F:F)","v":0.25703611457036113},{"$f":"SUMIFS(Data!L:L,Data!$A:$A,$A179,Data!L:L,\">=\"&0)","v":52537.320299999999},{"$f":"SUMIFS(Data!M:M,Data!$A:$A,$A179,Data!M:M,\">=\"&0)","v":52377.633959999999},{"$f":"SUMIFS(Data!N:N,Data!$A:$A,$A179,Data!N:N,\">=\"&0)*1000","v":424.4554},{"$f":"SUMIFS(Data!O:O,Data!$A:$A,$A179,Data!O:O,\">=\"&0)*1000","v":20.951400000000003},{"$f":"SUMIFS(Data!R:R,Data!$A:$A,$A179,Data!R:R,\">=\"&0)","v":50018.712300000007},{"$f":"SUMIFS(Data!S:S,Data!$A:$A,$A179,Data!S:S,\">=\"&0)","v":49868.685799999992},{"$f":"SUMIFS(Data!AA:AA,Data!$A:$A,$A179,Data!AA:AA,\">=\"&0)*1000","v":22.8172},{"$f":"SUMIFS(Data!AG:AG,Data!$A:$A,$A179,Data!AG:AG,\">=\"&0)*1000","v":18.503099999999996},{"$f":"SUMIFS(Data!AM:AM,Data!$A:$A,$A179,Data!AM:AM,\">=\"&0)*1000","v":21.442999899999997},{"$f":"SUMIFS(Data!AS:AS,Data!$A:$A,$A179,Data!AS:AS,\">=\"&0)*1000","v":15.745299929999998},0.30394839152083702,32.411850583982229,24.840198825000606,23.315552529035699,8.1771645951299714,{"$f":"Data!$AZ$5","v":75.3},{"$f":" IF(Data!$AZ$2,1,R179) * (1 + E179/F179)","v":21.25904712811554},0.29994074837471268,8.5198674516126574E-2,5.031109442230397]
[175,{"$f":"SUMIF(Data!$A:$A,$A180,Data!G:G)/ SUMIF(Data!$A:$A,$A180,Data!F:F)","v":0.6142232816845451},{"$f":"SUMIFS(Data!L:L,Data!$A:$A,$A180,Data!L:L,\">=\"&0)","v":29600.778900000001},{"$f":"SUMIFS(Data!M:M,Data!$A:$A,$A180,Data!M:M,\">=\"&0)","v":29506.79808},{"$f":"SUMIFS(Data!N:N,Data!$A:$A,$A180,Data!N:N,\">=\"&0)*1000","v":230.16439969999993},{"$f":"SUMIFS(Data!O:O,Data!$A:$A,$A180,Data!O:O,\">=\"&0)*1000","v":17.894000120000005},{"$f":"SUMIFS(Data!R:R,Data!$A:$A,$A180,Data!R:R,\">=\"&0)","v":27358.026199999993},{"$f":"SUMIFS(Data!S:S,Data!$A:$A,$A180,Data!S:S,\">=\"&0)","v":27266.732100000005},{"$f":"SUMIFS(Data!AA:AA,Data!$A:$A,$A180,Data!AA:AA,\">=\"&0)*1000","v":19.401299970000004},{"$f":"SUMIFS(Data!AG:AG,Data!$A:$A,$A180,Data!AG:AG,\">=\"&0)*1000","v":16.990399899999996},{"$f":"SUMIFS(Data!AM:AM,Data!$A:$A,$A180,Data!AM:AM,\">=\"&0)*1000","v":19.117600300000003},{"$f":"SUMIFS(Data!AS:AS,Data!$A:$A,$A180,Data!AS:AS,\">=\"&0)*1000","v":14.517400110000001},0.31749441566215231,30.616711574023913,25.375852545234544,14.189778252364782,7.7690662601512255,{"$f":"Data!$AZ$5","v":75.3},{"$f":" IF(Data!$AZ$2,1,R180) * (1 + E180/F180)","v":13.862657771123335},0.33370133990144463,-0.22467104425183282,8.2153811897392579]
[176,{"$f":"SUMIF(Data!$A:$A,$A181,Data!G:G)/ SUMIF(Data!$A:$A,$A181,Data!F:F)","v":0.42166829132432809},{"$f":"SUMIFS(Data!L:L,Data!$A:$A,$A181,Data!L:L,\">=\"&0)","v":45933.176199999994},{"$f":"SUMIFS(Data!M:M,Data!$A:$A,$A181,Data!M:M,\">=\"&0)","v":45809.546950000011},{"$f":"SUMIFS(Data!N:N,Data!$A:$A,$A181,Data!N:N,\">=\"&0)*1000","v":359.35429949999997},{"$f":"SUMIFS(Data!O:O,Data!$A:$A,$A181,Data!O:O,\">=\"&0)*1000","v":21.887800129999999},{"$f":"SUMIFS(Data!R:R,Data!$A:$A,$A181,Data!R:R,\">=\"&0)","v":43219.858},{"$f":"SUMIFS(Data!S:S,Data!$A:$A,$A181,Data!S:S,\">=\"&0)","v":43100.791429999997},{"$f":"SUMIFS(Data!AA:AA,Data!$A:$A,$A181,Data!AA:AA,\">=\"&0)*1000","v":23.798700100000001},{"$f":"SUMIFS(Data!AG:AG,Data!$A:$A,$A181,Data!AG:AG,\">=\"&0)*1000","v":20.014000099999997},{"$f":"SUMIFS(Data!AM:AM,Data!$A:$A,$A181,Data!AM:AM,\">=\"&0)*1000","v":22.606799999999996},{"$f":"SUMIFS(Data!AS:AS,Data!$A:$A,$A181,Data!AS:AS,\">=\"&0)*1000","v":16.82},0.2691502313310169,32.059687737609742,25.519458249809912,18.910262721543635,8.0294300191631187,{"$f":"Data!$AZ$5","v":75.3},{"$f":" IF(Data!$AZ$2,1,R181) * (1 + E181/F181)","v":17.418018136389112},0.27549042386951544,-0.11043358862376659,6.2847001879288156]
[177,{"$f":"SUMIF(Data!$A:$A,$A182,Data!G:G)/ SUMIF(Data!$A:$A,$A182,Data!F:F)","v":0.7757880992352173},{"$f":"SUMIFS(Data!L:L,Data!$A:$A,$A182,Data!L:L,\">=\"&0)","v":29728.2664},{"$f":"SUMIFS(Data!M:M,Data!$A:$A,$A182,Data!M:M,\">=\"&0)","v":29633.012549999996},{"$f":"SUMIFS(Data!N:N,Data!$A:$A,$A182,Data!N:N,\">=\"&0)*1000","v":223.99130099999996},{"$f":"SUMIFS(Data!O:O,Data!$A:$A,$A182,Data!O:O,\">=\"&0)*1000","v":21.723799999999997},{"$f":"SUMIFS(Data!R:R,Data!$A:$A,$A182,Data!R:R,\">=\"&0)","v":26963.715499999998},{"$f":"SUMIFS(Data!S:S,Data!$A:$A,$A182,Data!S:S,\">=\"&0)","v":26866.077509999999},{"$f":"SUMIFS(Data!AA:AA,Data!$A:$A,$A182,Data!AA:AA,\">=\"&0)*1000","v":23.541399999999996},{"$f":"SUMIFS(Data!AG:AG,Data!$A:$A,$A182,Data!AG:AG,\">=\"&0)*1000","v":21.094600000000003},{"$f":"SUMIFS(Data!AM:AM,Data!$A:$A,$A182,Data!AM:AM,\">=\"&0)*1000","v":23.771200100000001},{"$f":"SUMIFS(Data!AS:AS,Data!$A:$A,$A182,Data!AS:AS,\">=\"&0)*1000","v":18.075699900000004},0.32041508481639752,29.596523409831494,25.300500384496523,11.599177040569586,7.7208662186615928,{"$f":"Data!$AZ$5","v":75.3},{"$f":" IF(Data!$AZ$2,1,R182) * (1 + E182/F182)","v":11.310871072280172},0.36210881248913662,-0.47159237822911199,10.298991503207343]
[178,{"$f":"SUMIF(Data!$A:$A,$A183,Data!G:G)/ SUMIF(Data!$A:$A,$A183,Data!F:F)","v":0.49869451697127937},{"$f":"SUMIFS(Data!L:L,Data!$A:$A,$A183,Data!L:L,\">=\"&0)","v":38024.934699999998},{"$f":"SUMIFS(Data!M:M,Data!$A:$A,$A183,Data!M:M,\">=\"&0)","v":37903.20708},{"$f":"SUMIFS(Data!N:N,Data!$A:$A,$A183,Data!N:N,\">=\"&0)*1000","v":305.44010000000003},{"$f":"SUMIFS(Data!O:O,Data!$A:$A,$A183,Data!O:O,\">=\"&0)*1000","v":19.062199799999998},{"$f":"SUMIFS(Data!R:R,Data!$A:$A,$A183,Data!R:R,\">=\"&0)","v":35692.104400000004},{"$f":"SUMIFS(Data!S:S,Data!$A:$A,$A183,Data!S:S,\">=\"&0)","v":35573.988689999998},{"$f":"SUMIFS(Data!AA:AA,Data!$A:$A,$A183,Data!AA:AA,\">=\"&0)*1000","v":20.695299970000004},{"$f":"SUMIFS(Data!AG:AG,Data!$A:$A,$A183,Data!AG:AG,\">=\"&0)*1000","v":17.678100100000002},{"$f":"SUMIFS(Data!AM:AM,Data!$A:$A,$A183,Data!AM:AM,\">=\"&0)*1000","v":20.349399890000001},{"$f":"SUMIFS(Data!AS:AS,Data!$A:$A,$A183,Data!AS:AS,\">=\"&0)*1000","v":15.288800220000002},0.32012578314828205,30.68351599129754,24.721376982581987,17.067444198938553,7.8911645270537516,{"$f":"Data!$AZ$5","v":75.3},{"$f":" IF(Data!$AZ$2,1,R183) * (1 + E183/F183)","v":17.02333955181815},0.33092952064772474,-0.18391569188172366,6.547532272237877]
[179,{"$f":"SUMIF(Data!$A:$A,$A184,Data!G:G)/ SUMIF(Data!$A:$A,$A184,Data!F:F)","v":0.76011508721452981},{"$f":"SUMIFS(Data!L:L,Data!$A:$A,$A184,Data!L:L,\">=\"&0)","v":30338.5072},{"$f":"SUMIFS(Data!M:M,Data!$A:$A,$A184,Data!M:M,\">=\"&0)","v":30247.612219999995},{"$f":"SUMIFS(Data!N:N,Data!$A:$A,$A184,Data!N:N,\">=\"&0)*1000","v":233.78349989999998},{"$f":"SUMIFS(Data!O:O,Data!$A:$A,$A184,Data!O:O,\">=\"&0)*1000","v":21.921700019999996},{"$f":"SUMIFS(Data!R:R,Data!$A:$A,$A184,Data!R:R,\">=\"&0)","v":27609.699099999994},{"$f":"SUMIFS(Data!S:S,Data!$A:$A,$A184,Data!S:S,\">=\"&0)","v":27516.266410000004},{"$f":"SUMIFS(Data!AA:AA,Data!$A:$A,$A184,Data!AA:AA,\">=\"&0)*1000","v":23.755099999999999},{"$f":"SUMIFS(Data!AG:AG,Data!$A:$A,$A184,Data!AG:AG,\">=\"&0)*1000","v":21.246799889999998},{"$f":"SUMIFS(Data!AM:AM,Data!$A:$A,$A184,Data!AM:AM,\">=\"&0)*1000","v":24.293700000000001},{"$f":"SUMIFS(Data!AS:AS,Data!$A:$A,$A184,Data!AS:AS,\">=\"&0)*1000","v":18.431000000000001},0.29960267787996037,29.08131065891142,24.802906323025223,11.805543060536628,7.7179215410585584,{"$f":"Data!$AZ$5","v":75.3},{"$f":" IF(Data!$AZ$2,1,R184) * (1 + E184/F184)","v":11.664478561731547},0.33840531786161537,-0.45261256220460222,9.9262951205013827]
[180,{"$f":"SUMIF(Data!$A:$A,$A185,Data!G:G)/ SUMIF(Data!$A:$A,$A185,Data!F:F)","v":0.26397399024634238},{"$f":"SUMIFS(Data!L:L,Data!$A:$A,$A185,Data!L:L,\">=\"&0)","v":52156.211899999995},{"$f":"SUMIFS(Data!M:M,Data!$A:$A,$A185,Data!M:M,\">=\"&0)","v":52000.720140000005},{"$f":"SUMIFS(Data!N:N,Data!$A:$A,$A185,Data!N:N,\">=\"&0)*1000","v":426.40610300000003},{"$f":"SUMIFS(Data!O:O,Data!$A:$A,$A185,Data!O:O,\">=\"&0)*1000","v":20.061199999999999},{"$f":"SUMIFS(Data!R:R,Data!$A:$A,$A185,Data!R:R,\">=\"&0)","v":49773.2215},{"$f":"SUMIFS(Data!S:S,Data!$A:$A,$A185,Data!S:S,\">=\"&0)","v":49626.9401},{"$f":"SUMIFS(Data!AA:AA,Data!$A:$A,$A185,Data!AA:AA,\">=\"&0)*1000","v":21.842499999999998},{"$f":"SUMIFS(Data!AG:AG,Data!$A:$A,$A185,Data!AG:AG,\">=\"&0)*1000","v":17.669099890000002},{"$f":"SUMIFS(Data!AM:AM,Data!$A:$A,$A185,Data!AM:AM,\">=\"&0)*1000","v":21.007400050000001},{"$f":"SUMIFS(Data!AS:AS,Data!$A:$A,$A185,Data!AS:AS,\">=\"&0)*1000","v":15.424599899999997},0.29812701945861581,31.495844249413075,24.020383910751317,23.619766349059866,8.1552020144214143,{"$f":"Data!$AZ$5","v":75.3},{"$f":" IF(Data!$AZ$2,1,R185) * (1 + E185/F185)","v":22.255264042031385},0.2938957849051419,9.4167242211328536E-2,4.783248846728716]
[181,{"$f":"SUMIF(Data!$A:$A,$A186,Data!G:G)/ SUMIF(Data!$A:$A,$A186,Data!F:F)","v":0.32674554674294631},{"$f":"SUMIFS(Data!L:L,Data!$A:$A,$A186,Data!L:L,\">=\"&0)","v":50964.136599999998},{"$f":"SUMIFS(Data!M:M,Data!$A:$A,$A186,Data!M:M,\">=\"&0)","v":50818.898169999993},{"$f":"SUMIFS(Data!N:N,Data!$A:$A,$A186,Data!N:N,\">=\"&0)*1000","v":404.17790000000002},{"$f":"SUMIFS(Data!O:O,Data!$A:$A,$A186,Data!O:O,\">=\"&0)*1000","v":20.850599999999996},{"$f":"SUMIFS(Data!R:R,Data!$A:$A,$A186,Data!R:R,\">=\"&0)","v":48419.314199999993},{"$f":"SUMIFS(Data!S:S,Data!$A:$A,$A186,Data!S:S,\">=\"&0)","v":48281.976260000018},{"$f":"SUMIFS(Data!AA:AA,Data!$A:$A,$A186,Data!AA:AA,\">=\"&0)*1000","v":22.696800100000001},{"$f":"SUMIFS(Data!AG:AG,Data!$A:$A,$A186,Data!AG:AG,\">=\"&0)*1000","v":18.602799999999998},{"$f":"SUMIFS(Data!AM:AM,Data!$A:$A,$A186,Data!AM:AM,\">=\"&0)*1000","v":21.50349997},{"$f":"SUMIFS(Data!AS:AS,Data!$A:$A,$A186,Data!AS:AS,\">=\"&0)*1000","v":15.862700000000004},0.28498163549778432,32.115480315463131,24.857644331607094,22.007440277807653,8.1341867217661452,{"$f":"Data!$AZ$5","v":75.3},{"$f":" IF(Data!$AZ$2,1,R186) * (1 + E186/F186)","v":20.384473348488775},0.28364288563173373,2.7289710964801223E-2,5.2543870539568882]
[182,{"$f":"SUMIF(Data!$A:$A,$A187,Data!G:G)/ SUMIF(Data!$A:$A,$A187,Data!F:F)","v":0.46795333429353303},{"$f":"SUMIFS(Data!L:L,Data!$A:$A,$A187,Data!L:L,\">=\"&0)","v":44733.078500000003},{"$f":"SUMIFS(Data!M:M,Data!$A:$A,$A187,Data!M:M,\">=\"&0)","v":44608.514149999995},{"$f":"SUMIFS(Data!N:N,Data!$A:$A,$A187,Data!N:N,\">=\"&0)*1000","v":346.00539949999995},{"$f":"SUMIFS(Data!O:O,Data!$A:$A,$A187,Data!O:O,\">=\"&0)*1000","v":21.399000009999998},{"$f":"SUMIFS(Data!R:R,Data!$A:$A,$A187,Data!R:R,\">=\"&0)","v":42040.341600000007},{"$f":"SUMIFS(Data!S:S,Data!$A:$A,$A187,Data!S:S,\">=\"&0)","v":41918.9234},{"$f":"SUMIFS(Data!AA:AA,Data!$A:$A,$A187,Data!AA:AA,\">=\"&0)*1000","v":23.2502},{"$f":"SUMIFS(Data!AG:AG,Data!$A:$A,$A187,Data!AG:AG,\">=\"&0)*1000","v":19.688099999999999},{"$f":"SUMIFS(Data!AM:AM,Data!$A:$A,$A187,Data!AM:AM,\">=\"&0)*1000","v":22.406300000000005},{"$f":"SUMIFS(Data!AS:AS,Data!$A:$A,$A187,Data!AS:AS,\">=\"&0)*1000","v":16.721599980000001},0.27846138512467417,31.484511050769559,25.218393247775978,18.092654954007759,7.9620820035956719,{"$f":"Data!$AZ$5","v":75.3},{"$f":" IF(Data!$AZ$2,1,R187) * (1 + E187/F187)","v":17.169232176190835},0.28881354284715738,-0.17773859946186121,6.4161732502891367]
[183,{"$f":"SUMIF(Data!$A:$A,$A188,Data!G:G)/ SUMIF(Data!$A:$A,$A188,Data!F:F)","v":0.49475997295469915},{"$f":"SUMIFS(Data!L:L,Data!$A:$A,$A188,Data!L:L,\">=\"&0)","v":37239.592600000004},{"$f":"SUMIFS(Data!M:M,Data!$A:$A,$A188,Data!M:M,\">=\"&0)","v":37100.693310000002},{"$f":"SUMIFS(Data!N:N,Data!$A:$A,$A188,Data!N:N,\">=\"&0)*1000","v":289.6659009},{"$f":"SUMIFS(Data!O:O,Data!$A:$A,$A188,Data!O:O,\">=\"&0)*1000","v":18.871300100000003},{"$f":"SUMIFS(Data!R:R,Data!$A:$A,$A188,Data!R:R,\">=\"&0)","v":34865.991300000009},{"$f":"SUMIFS(Data!S:S,Data!$A:$A,$A188,Data!S:S,\">=\"&0)","v":34732.312870000002},{"$f":"SUMIFS(Data!AA:AA,Data!$A:$A,$A188,Data!AA:AA,\">=\"&0)*1000","v":20.485599999999998},{"$f":"SUMIFS(Data!AG:AG,Data!$A:$A,$A188,Data!AG:AG,\">=\"&0)*1000","v":17.544699800000004},{"$f":"SUMIFS(Data!AM:AM,Data!$A:$A,$A188,Data!AM:AM,\">=\"&0)*1000","v":19.911300099999998},{"$f":"SUMIFS(Data!AS:AS,Data!$A:$A,$A188,Data!AS:AS,\">=\"&0)*1000","v":14.86780012},0.37298821040271313,31.13869317394148,25.307623060603252,16.762328415559402,7.8801689967586741,{"$f":"Data!$AZ$5","v":75.3},{"$f":" IF(Data!$AZ$2,1,R188) * (1 + E188/F188)","v":16.349546632454853},0.3834063653885188,-0.17033211076457186,6.8189540065029419]
[184,{"$f":"SUMIF(Data!$A:$A,$A189,Data!G:G)/ SUMIF(Data!$A:$A,$A189,Data!F:F)","v":0.58231270876411645},{"$f":"SUMIFS(Data!L:L,Data!$A:$A,$A189,Data!L:L,\">=\"&0)","v":39040.437400000003},{"$f":"SUMIFS(Data!M:M,Data!$A:$A,$A189,Data!M:M,\">=\"&0)","v":38936.763200000001},{"$f":"SUMIFS(Data!N:N,Data!$A:$A,$A189,Data!N:N,\">=\"&0)*1000","v":299.74890150000004},{"$f":"SUMIFS(Data!O:O,Data!$A:$A,$A189,Data!O:O,\">=\"&0)*1000","v":21.688599999999994},{"$f":"SUMIFS(Data!R:R,Data!$A:$A,$A189,Data!R:R,\">=\"&0)","v":36294.350099999996},{"$f":"SUMIFS(Data!S:S,Data!$A:$A,$A189,Data!S:S,\">=\"&0)","v":36191.854500000001},{"$f":"SUMIFS(Data!AA:AA,Data!$A:$A,$A189,Data!AA:AA,\">=\"&0)*1000","v":23.554399900000003},{"$f":"SUMIFS(Data!AG:AG,Data!$A:$A,$A189,Data!AG:AG,\">=\"&0)*1000","v":20.374900099999998},{"$f":"SUMIFS(Data!AM:AM,Data!$A:$A,$A189,Data!AM:AM,\">=\"&0)*1000","v":22.824499899999999},{"$f":"SUMIFS(Data!AS:AS,Data!$A:$A,$A189,Data!AS:AS,\">=\"&0)*1000","v":17.19930012},0.26555593867398958,31.297553915498455,25.645310574196174,15.604983506152292,7.9212372547008076,{"$f":"Data!$AZ$5","v":75.3},{"$f":" IF(Data!$AZ$2,1,R189) * (1 + E189/F189)","v":14.820574011231713},0.28240097898872352,-0.24965316670669629,7.5843272966296782]
[185,{"$f":"SUMIF(Data!$A:$A,$A190,Data!G:G)/ SUMIF(Data!$A:$A,$A190,Data!F:F)","v":0.34876584389593063},{"$f":"SUMIFS(Data!L:L,Data!$A:$A,$A190,Data!L:L,\">=\"&0)","v":49109.445299999999},{"$f":"SUMIFS(Data!M:M,Data!$A:$A,$A190,Data!M:M,\">=\"&0)","v":48976.566669999993},{"$f":"SUMIFS(Data!N:N,Data!$A:$A,$A190,Data!N:N,\">=\"&0)*1000","v":394.9464000000001},{"$f":"SUMIFS(Data!O:O,Data!$A:$A,$A190,Data!O:O,\">=\"&0)*1000","v":20.722300000000001},{"$f":"SUMIFS(Data!R:R,Data!$A:$A,$A190,Data!R:R,\">=\"&0)","v":46601.113799999999},{"$f":"SUMIFS(Data!S:S,Data!$A:$A,$A190,Data!S:S,\">=\"&0)","v":46475.774930000007},{"$f":"SUMIFS(Data!AA:AA,Data!$A:$A,$A190,Data!AA:AA,\">=\"&0)*1000","v":22.562799999999999},{"$f":"SUMIFS(Data!AG:AG,Data!$A:$A,$A190,Data!AG:AG,\">=\"&0)*1000","v":18.539000010000002},{"$f":"SUMIFS(Data!AM:AM,Data!$A:$A,$A190,Data!AM:AM,\">=\"&0)*1000","v":21.280599949999999},{"$f":"SUMIFS(Data!AS:AS,Data!$A:$A,$A190,Data!AS:AS,\">=\"&0)*1000","v":15.760100119999999},0.2705765239014144,32.322615867194038,25.033783127568725,21.704514740976034,8.1572322584076424,{"$f":"Data!$AZ$5","v":75.3},{"$f":" IF(Data!$AZ$2,1,R190) * (1 + E190/F190)","v":20.059004068081251},0.2689611036721451,3.2403720950573721E-2,5.3808500100677836]
[186,{"$f":"SUMIF(Data!$A:$A,$A191,Data!G:G)/ SUMIF(Data!$A:$A,$A191,Data!F:F)","v":0.28012162675788671},{"$f":"SUMIFS(Data!L:L,Data!$A:$A,$A191,Data!L:L,\">=\"&0)","v":52676.143999999993},{"$f":"SUMIFS(Data!M:M,Data!$A:$A,$A191,Data!M:M,\">=\"&0)","v":52527.013800000001},{"$f":"SUMIFS(Data!N:N,Data!$A:$A,$A191,Data!N:N,\">=\"&0)*1000","v":420.98060120000002},{"$f":"SUMIFS(Data!O:O,Data!$A:$A,$A191,Data!O:O,\">=\"&0)*1000","v":20.8714999},{"$f":"SUMIFS(Data!R:R,Data!$A:$A,$A191,Data!R:R,\">=\"&0)","v":50141.840499999998},{"$f":"SUMIFS(Data!S:S,Data!$A:$A,$A191,Data!S:S,\">=\"&0)","v":50003.114300000008},{"$f":"SUMIFS(Data!AA:AA,Data!$A:$A,$A191,Data!AA:AA,\">=\"&0)*1000","v":22.741600100000007},{"$f":"SUMIFS(Data!AG:AG,Data!$A:$A,$A191,Data!AG:AG,\">=\"&0)*1000","v":18.420699899999995},{"$f":"SUMIFS(Data!AM:AM,Data!$A:$A,$A191,Data!AM:AM,\">=\"&0)*1000","v":21.089499999999997},{"$f":"SUMIFS(Data!AS:AS,Data!$A:$A,$A191,Data!AS:AS,\">=\"&0)*1000","v":15.496999999999998},0.28310766255022835,32.954135181046063,25.227894322753684,23.456764528257757,8.2232569026662539,{"$f":"Data!$AZ$5","v":75.3},{"$f":" IF(Data!$AZ$2,1,R191) * (1 + E191/F191)","v":21.170117299523838},0.27666754673672195,0.13633800719444883,5.0474846123734096]
[187,{"$f":"SUMIF(Data!$A:$A,$A192,Data!G:G)/ SUMIF(Data!$A:$A,$A192,Data!F:F)","v":0.50103032087135713},{"$f":"SUMIFS(Data!L:L,Data!$A:$A,$A192,Data!L:L,\">=\"&0)","v":44313.536999999997},{"$f":"SUMIFS(Data!M:M,Data!$A:$A,$A192,Data!M:M,\">=\"&0)","v":44202.438800000004},{"$f":"SUMIFS(Data!N:N,Data!$A:$A,$A192,Data!N:N,\">=\"&0)*1000","v":346.72709900000007},{"$f":"SUMIFS(Data!O:O,Data!$A:$A,$A192,Data!O:O,\">=\"&0)*1000","v":20.786399999999993},{"$f":"SUMIFS(Data!R:R,Data!$A:$A,$A192,Data!R:R,\">=\"&0)","v":41731.751499999998},{"$f":"SUMIFS(Data!S:S,Data!$A:$A,$A192,Data!S:S,\">=\"&0)","v":41622.983240000009},{"$f":"SUMIFS(Data!AA:AA,Data!$A:$A,$A192,Data!AA:AA,\">=\"&0)*1000","v":22.6035},{"$f":"SUMIFS(Data!AG:AG,Data!$A:$A,$A192,Data!AG:AG,\">=\"&0)*1000","v":19.085599900000002},{"$f":"SUMIFS(Data!AM:AM,Data!$A:$A,$A192,Data!AM:AM,\">=\"&0)*1000","v":21.788500000000003},{"$f":"SUMIFS(Data!AS:AS,Data!$A:$A,$A192,Data!AS:AS,\">=\"&0)*1000","v":16.306699999999999},0.25070939383600344,31.486737932795794,25.069320113831221,18.432221771556677,8.0390205056739319,{"$f":"Data!$AZ$5","v":75.3},{"$f":" IF(Data!$AZ$2,1,R192) * (1 + E192/F192)","v":17.680478534041498},0.26063670009151146,-0.17551952515136557,6.1971904923939114]
[188,{"$f":"SUMIF(Data!$A:$A,$A193,Data!G:G)/ SUMIF(Data!$A:$A,$A193,Data!F:F)","v":0.84267298079452779},{"$f":"SUMIFS(Data!L:L,Data!$A:$A,$A193,Data!L:L,\">=\"&0)","v":20753.659729999999},{"$f":"SUMIFS(Data!M:M,Data!$A:$A,$A193,Data!M:M,\">=\"&0)","v":20669.831309999998},{"$f":"SUMIFS(Data!N:N,Data!$A:$A,$A193,Data!N:N,\">=\"&0)*1000","v":157.60489889999999},{"$f":"SUMIFS(Data!O:O,Data!$A:$A,$A193,Data!O:O,\">=\"&0)*1000","v":15.747799909999999},{"$f":"SUMIFS(Data!R:R,Data!$A:$A,$A193,Data!R:R,\">=\"&0)","v":18746.701700000001},{"$f":"SUMIFS(Data!S:S,Data!$A:$A,$A193,Data!S:S,\">=\"&0)","v":18659.460219999997},{"$f":"SUMIFS(Data!AA:AA,Data!$A:$A,$A193,Data!AA:AA,\">=\"&0)*1000","v":17.052800000000001},{"$f":"SUMIFS(Data!AG:AG,Data!$A:$A,$A193,Data!AG:AG,\">=\"&0)*1000","v":15.370900040000002},{"$f":"SUMIFS(Data!AM:AM,Data!$A:$A,$A193,Data!AM:AM,\">=\"&0)*1000","v":17.543399869999998},{"$f":"SUMIFS(Data!AS:AS,Data!$A:$A,$A193,Data!AS:AS,\">=\"&0)*1000","v":13.360400019999998},0.40392114494787301,28.827157811157949,24.806359292601943,10.942104597799451,7.6527027233064482,{"$f":"Data!$AZ$5","v":75.3},{"$f":" IF(Data!$AZ$2,1,R193) * (1 + E193/F193)","v":11.008058255802414},0.4653697562169255,-0.67642989258788655,10.774004533342296]
[189,{"$f":"SUMIF(Data!$A:$A,$A194,Data!G:G)/ SUMIF(Data!$A:$A,$A194,Data!F:F)","v":0.25725776046248588},{"$f":"SUMIFS(Data!L:L,Data!$A:$A,$A194,Data!L:L,\">=\"&0)","v":53083.948830000001},{"$f":"SUMIFS(Data!M:M,Data!$A:$A,$A194,Data!M:M,\">=\"&0)","v":52930.073599999989},{"$f":"SUMIFS(Data!N:N,Data!$A:$A,$A194,Data!N:N,\">=\"&0)*1000","v":428.92269999999996},{"$f":"SUMIFS(Data!O:O,Data!$A:$A,$A194,Data!O:O,\">=\"&0)*1000","v":20.242699769999998},{"$f":"SUMIFS(Data!R:R,Data!$A:$A,$A194,Data!R:R,\">=\"&0)","v":50648.070299999992},{"$f":"SUMIFS(Data!S:S,Data!$A:$A,$A194,Data!S:S,\">=\"&0)","v":50505.467220000006},{"$f":"SUMIFS(Data!AA:AA,Data!$A:$A,$A194,Data!AA:AA,\">=\"&0)*1000","v":22.058200009999997},{"$f":"SUMIFS(Data!AG:AG,Data!$A:$A,$A194,Data!AG:AG,\">=\"&0)*1000","v":17.7626001},{"$f":"SUMIFS(Data!AM:AM,Data!$A:$A,$A194,Data!AM:AM,\">=\"&0)*1000","v":20.700899900000003},{"$f":"SUMIFS(Data!AS:AS,Data!$A:$A,$A194,Data!AS:AS,\">=\"&0)*1000","v":15.207199999999998},0.28987148354918713,32.470648442227414,24.651510178049584,24.183395931995321,8.2305003997467985,{"$f":"Data!$AZ$5","v":75.3},{"$f":" IF(Data!$AZ$2,1,R194) * (1 + E194/F194)","v":22.189006648000095},0.28155678815661855,0.18449483134179981,4.8006810221920881]
[190,{"$f":"SUMIF(Data!$A:$A,$A195,Data!G:G)/ SUMIF(Data!$A:$A,$A195,Data!F:F)","v":0.85849056603773588},{"$f":"SUMIFS(Data!L:L,Data!$A:$A,$A195,Data!L:L,\">=\"&0)","v":20511.896129999997},{"$f":"SUMIFS(Data!M:M,Data!$A:$A,$A195,Data!M:M,\">=\"&0)","v":20421.642959999997},{"$f":"SUMIFS(Data!N:N,Data!$A:$A,$A195,Data!N:N,\">=\"&0)*1000","v":154.79969919999996},{"$f":"SUMIFS(Data!O:O,Data!$A:$A,$A195,Data!O:O,\">=\"&0)*1000","v":17.2196},{"$f":"SUMIFS(Data!R:R,Data!$A:$A,$A195,Data!R:R,\">=\"&0)","v":18324.212720000003},{"$f":"SUMIFS(Data!S:S,Data!$A:$A,$A195,Data!S:S,\">=\"&0)","v":18231.152934999998},{"$f":"SUMIFS(Data!AA:AA,Data!$A:$A,$A195,Data!AA:AA,\">=\"&0)*1000","v":18.660399979999998},{"$f":"SUMIFS(Data!AG:AG,Data!$A:$A,$A195,Data!AG:AG,\">=\"&0)*1000","v":16.910299900000002},{"$f":"SUMIFS(Data!AM:AM,Data!$A:$A,$A195,Data!AM:AM,\">=\"&0)*1000","v":19.270900099999995},{"$f":"SUMIFS(Data!AS:AS,Data!$A:$A,$A195,Data!AS:AS,\">=\"&0)*1000","v":14.567600095999998},0.44000403194319399,28.701974954859804,24.980970386765925,10.34931426615322,7.721163434568556,{"$f":"Data!$AZ$5","v":75.3},{"$f":" IF(Data!$AZ$2,1,R195) * (1 + E195/F195)","v":9.9897383911356812},0.50785147728848734,-0.67777822950635691,12.015093246213283]
[191,{"$f":"SUMIF(Data!$A:$A,$A196,Data!G:G)/ SUMIF(Data!$A:$A,$A196,Data!F:F)","v":0.94942196531791911},{"$f":"SUMIFS(Data!L:L,Data!$A:$A,$A196,Data!L:L,\">=\"&0)","v":17027.086140000003},{"$f":"SUMIFS(Data!M:M,Data!$A:$A,$A196,Data!M:M,\">=\"&0)","v":16934.186320000001},{"$f":"SUMIFS(Data!N:N,Data!$A:$A,$A196,Data!N:N,\">=\"&0)*1000","v":128.23119789999998},{"$f":"SUMIFS(Data!O:O,Data!$A:$A,$A196,Data!O:O,\">=\"&0)*1000","v":15.7524},{"$f":"SUMIFS(Data!R:R,Data!$A:$A,$A196,Data!R:R,\">=\"&0)","v":15024.1041},{"$f":"SUMIFS(Data!S:S,Data!$A:$A,$A196,Data!S:S,\">=\"&0)","v":14927.98374},{"$f":"SUMIFS(Data!AA:AA,Data!$A:$A,$A196,Data!AA:AA,\">=\"&0)*1000","v":17.046399899999997},{"$f":"SUMIFS(Data!AG:AG,Data!$A:$A,$A196,Data!AG:AG,\">=\"&0)*1000","v":15.636000000000001},{"$f":"SUMIFS(Data!AM:AM,Data!$A:$A,$A196,Data!AM:AM,\">=\"&0)*1000","v":17.856800000000003},{"$f":"SUMIFS(Data!AS:AS,Data!$A:$A,$A196,Data!AS:AS,\">=\"&0)*1000","v":13.683399900000001},0.54560022329224178,28.058177791292994,24.678679381830655,9.020209132770507,7.5910450745673153,{"$f":"Data!$AZ$5","v":75.3},{"$f":" IF(Data!$AZ$2,1,R196) * (1 + E196/F196)","v":9.1404229133338397},0.63977432105253318,-0.86079108101070856,13.439206626574208]
[192,{"$f":"SUMIF(Data!$A:$A,$A197,Data!G:G)/ SUMIF(Data!$A:$A,$A197,Data!F:F)","v":0.4164901877735423},{"$f":"SUMIFS(Data!L:L,Data!$A:$A,$A197,Data!L:L,\">=\"&0)","v":44289.202100000002},{"$f":"SUMIFS(Data!M:M,Data!$A:$A,$A197,Data!M:M,\">=\"&0)","v":44187.465200000006},{"$f":"SUMIFS(Data!N:N,Data!$A:$A,$A197,Data!N:N,\">=\"&0)*1000","v":355.15429899999998},{"$f":"SUMIFS(Data!O:O,Data!$A:$A,$A197,Data!O:O,\">=\"&0)*1000","v":20.903599940000003},{"$f":"SUMIFS(Data!R:R,Data!$A:$A,$A197,Data!R:R,\">=\"&0)","v":41757.897399999994},{"$f":"SUMIFS(Data!S:S,Data!$A:$A,$A197,Data!S:S,\">=\"&0)","v":41661.541749999989},{"$f":"SUMIFS(Data!AA:AA,Data!$A:$A,$A197,Data!AA:AA,\">=\"&0)*1000","v":22.720400000000001},{"$f":"SUMIFS(Data!AG:AG,Data!$A:$A,$A197,Data!AG:AG,\">=\"&0)*1000","v":19.082199900000003},{"$f":"SUMIFS(Data!AM:AM,Data!$A:$A,$A197,Data!AM:AM,\">=\"&0)*1000","v":22.044500000000003},{"$f":"SUMIFS(Data!AS:AS,Data!$A:$A,$A197,Data!AS:AS,\">=\"&0)*1000","v":16.357899930000002},0.22971039254734335,31.188583673337167,24.790736004756532,19.065936417530139,7.9963383567190682,{"$f":"Data!$AZ$5","v":75.3},{"$f":" IF(Data!$AZ$2,1,R197) * (1 + E197/F197)","v":17.990102184284336},0.2307483278600253,-1.8672562335825458E-2,6.0629620122016226]
[193,{"$f":"SUMIF(Data!$A:$A,$A198,Data!G:G)/ SUMIF(Data!$A:$A,$A198,Data!F:F)","v":0.46081596712650424},{"$f":"SUMIFS(Data!L:L,Data!$A:$A,$A198,Data!L:L,\">=\"&0)","v":42248.16042},{"$f":"SUMIFS(Data!M:M,Data!$A:$A,$A198,Data!M:M,\">=\"&0)","v":42156.807950000002},{"$f":"SUMIFS(Data!N:N,Data!$A:$A,$A198,Data!N:N,\">=\"&0)*1000","v":335.02690100000001},{"$f":"SUMIFS(Data!O:O,Data!$A:$A,$A198,Data!O:O,\">=\"&0)*1000","v":21.33319998},{"$f":"SUMIFS(Data!R:R,Data!$A:$A,$A198,Data!R:R,\">=\"&0)","v":39638.268599999996},{"$f":"SUMIFS(Data!S:S,Data!$A:$A,$A198,Data!S:S,\">=\"&0)","v":39551.667130000002},{"$f":"SUMIFS(Data!AA:AA,Data!$A:$A,$A198,Data!AA:AA,\">=\"&0)*1000","v":23.18040001},{"$f":"SUMIFS(Data!AG:AG,Data!$A:$A,$A198,Data!AG:AG,\">=\"&0)*1000","v":19.664999999999999},{"$f":"SUMIFS(Data!AM:AM,Data!$A:$A,$A198,Data!AM:AM,\">=\"&0)*1000","v":22.4049999},{"$f":"SUMIFS(Data!AS:AS,Data!$A:$A,$A198,Data!AS:AS,\">=\"&0)*1000","v":16.706599989999997},0.2162282785613367,31.360733051815593,25.191632838559414,17.876430256801434,7.9688013546061365,{"$f":"Data!$AZ$5","v":75.3},{"$f":" IF(Data!$AZ$2,1,R198) * (1 + E198/F198)","v":16.704484152123904},0.21847944690498958,-3.7604605920312582E-2,6.5866776523915371]
[194,{"$f":"SUMIF(Data!$A:$A,$A199,Data!G:G)/ SUMIF(Data!$A:$A,$A199,Data!F:F)","v":0.12754267009586159},{"$f":"SUMIFS(Data!L:L,Data!$A:$A,$A199,Data!L:L,\">=\"&0)","v":58514.607900000003},{"$f":"SUMIFS(Data!M:M,Data!$A:$A,$A199,Data!M:M,\">=\"&0)","v":58335.408900000002},{"$f":"SUMIFS(Data!N:N,Data!$A:$A,$A199,Data!N:N,\">=\"&0)*1000","v":473.59870200000006},{"$f":"SUMIFS(Data!O:O,Data!$A:$A,$A199,Data!O:O,\">=\"&0)*1000","v":20.647900240000002},{"$f":"SUMIFS(Data!R:R,Data!$A:$A,$A199,Data!R:R,\">=\"&0)","v":56045.632999999994},{"$f":"SUMIFS(Data!S:S,Data!$A:$A,$A199,Data!S:S,\">=\"&0)","v":55882.827800000006},{"$f":"SUMIFS(Data!AA:AA,Data!$A:$A,$A199,Data!AA:AA,\">=\"&0)*1000","v":22.522099900000004},{"$f":"SUMIFS(Data!AG:AG,Data!$A:$A,$A199,Data!AG:AG,\">=\"&0)*1000","v":17.758500099999999},{"$f":"SUMIFS(Data!AM:AM,Data!$A:$A,$A199,Data!AM:AM,\">=\"&0)*1000","v":20.579499999999996},{"$f":"SUMIFS(Data!AS:AS,Data!$A:$A,$A199,Data!AS:AS,\">=\"&0)*1000","v":15.014299999999999},{"$f":"100*(C199-D199)/C199","v":0.30624660479011862},{"$f":" 100* ($L$4 + (I199 - L199) * ($K$4 - $L$4) /(K199 - L199))","v":33.490620103500333},{"$f":" 100* ($L$4 + (J199 - L199) * ($K$4 - $L$4) /(K199 - L199))","v":24.930999964062391},{"$f":" 100* (I199/J199 - 1)","v":26.824336363857704},{"$f":" 100 * (1-F199/I199)","v":8.321602640613456},{"$f":"Data!$AZ$5","v":75.3},{"$f":" IF(Data!$AZ$2,1,R199) * (1 + E199/F199)","v":23.936894139120465},{"$f":"100*(G199-H199)/G199","v":0.29048686094773518},{"$f":"(M199-T199)*S199","v":0.37723932001478783},{"$f":" 100 * (D199/H199-1)","v":4.3887920431971983}]
[{"$f":"A199+1","v":195},{"$f":"SUMIF(Data!$A:$A,$A200,Data!G:G)/ SUMIF(Data!$A:$A,$A200,Data!F:F)","v":0.27624309392265195},{"$f":"SUMIFS(Data!L:L,Data!$A:$A,$A200,Data!L:L,\">=\"&0)","v":51897.522099999987},{"$f":"SUMIFS(Data!M:M,Data!$A:$A,$A200,Data!M:M,\">=\"&0)","v":51761.799149999999},{"$f":"SUMIFS(Data!N:N,Data!$A:$A,$A200,Data!N:N,\">=\"&0)*1000","v":414.15769779999999},{"$f":"SUMIFS(Data!O:O,Data!$A:$A,$A200,Data!O:O,\">=\"&0)*1000","v":20.291999959999998},{"$f":"SUMIFS(Data!R:R,Data!$A:$A,$A200,Data!R:R,\">=\"&0)","v":49430.475100000003},{"$f":"SUMIFS(Data!S:S,Data!$A:$A,$A200,Data!S:S,\">=\"&0)","v":49305.889150000003},{"$f":"SUMIFS(Data!AA:AA,Data!$A:$A,$A200,Data!AA:AA,\">=\"&0)*1000","v":22.100500100000001},{"$f":"SUMIFS(Data!AG:AG,Data!$A:$A,$A200,Data!AG:AG,\">=\"&0)*1000","v":17.904899999999998},{"$f":"SUMIFS(Data!AM:AM,Data!$A:$A,$A200,Data!AM:AM,\">=\"&0)*1000","v":20.760200000000001},{"$f":"SUMIFS(Data!AS:AS,Data!$A:$A,$A200,Data!AS:AS,\">=\"&0)*1000","v":15.241499699999999},0.26152106017406274,32.428651724392424,24.826136871393427,23.432692168065739,8.1830733776020015,{"$f":"Data!$AZ$5","v":75.3},{"$f":" IF(Data!$AZ$2,1,R200) * (1 + E200/F200)","v":21.409900385195943},0.25204279292877074,0.20292875754596715,4.9809668628600257]
[196,{"$f":"SUMIF(Data!$A:$A,$A201,Data!G:G)/ SUMIF(Data!$A:$A,$A201,Data!F:F)","v":0.42875573394495414},{"$f":"SUMIFS(Data!L:L,Data!$A:$A,$A201,Data!L:L,\">=\"&0)","v":44341.515899999999},{"$f":"SUMIFS(Data!M:M,Data!$A:$A,$A201,Data!M:M,\">=\"&0)","v":44242.717040000003},{"$f":"SUMIFS(Data!N:N,Data!$A:$A,$A201,Data!N:N,\">=\"&0)*1000","v":353.161},{"$f":"SUMIFS(Data!O:O,Data!$A:$A,$A201,Data!O:O,\">=\"&0)*1000","v":20.629599899999999},{"$f":"SUMIFS(Data!R:R,Data!$A:$A,$A201,Data!R:R,\">=\"&0)","v":41822.5844},{"$f":"SUMIFS(Data!S:S,Data!$A:$A,$A201,Data!S:S,\">=\"&0)","v":41729.801159999995},{"$f":"SUMIFS(Data!AA:AA,Data!$A:$A,$A201,Data!AA:AA,\">=\"&0)*1000","v":22.431299899999999},{"$f":"SUMIFS(Data!AG:AG,Data!$A:$A,$A201,Data!AG:AG,\">=\"&0)*1000","v":18.8141},{"$f":"SUMIFS(Data!AM:AM,Data!$A:$A,$A201,Data!AM:AM,\">=\"&0)*1000","v":21.645799910000001},{"$f":"SUMIFS(Data!AS:AS,Data!$A:$A,$A201,Data!AS:AS,\">=\"&0)*1000","v":16.0769001},0.22281344693494193,31.410511980462434,24.915153788697808,19.226005495878095,8.0320802094933423,{"$f":"Data!$AZ$5","v":75.3},{"$f":" IF(Data!$AZ$2,1,R201) * (1 + E201/F201)","v":18.119139571873134},0.22184960908346998,1.7463912555474474E-2,6.0218736014701069]
[197,{"$f":"SUMIF(Data!$A:$A,$A202,Data!G:G)/ SUMIF(Data!$A:$A,$A202,Data!F:F)","v":0.33004992578599379},{"$f":"SUMIFS(Data!L:L,Data!$A:$A,$A202,Data!L:L,\">=\"&0)","v":48461.368270000006},{"$f":"SUMIFS(Data!M:M,Data!$A:$A,$A202,Data!M:M,\">=\"&0)","v":48345.968420000005},{"$f":"SUMIFS(Data!N:N,Data!$A:$A,$A202,Data!N:N,\">=\"&0)*1000","v":389.02639999999997},{"$f":"SUMIFS(Data!O:O,Data!$A:$A,$A202,Data!O:O,\">=\"&0)*1000","v":20.113299899999998},{"$f":"SUMIFS(Data!R:R,Data!$A:$A,$A202,Data!R:R,\">=\"&0)","v":46025.071700000008},{"$f":"SUMIFS(Data!S:S,Data!$A:$A,$A202,Data!S:S,\">=\"&0)","v":45918.529249999992},{"$f":"SUMIFS(Data!AA:AA,Data!$A:$A,$A202,Data!AA:AA,\">=\"&0)*1000","v":21.8934},{"$f":"SUMIFS(Data!AG:AG,Data!$A:$A,$A202,Data!AG:AG,\">=\"&0)*1000","v":17.948100000000004},{"$f":"SUMIFS(Data!AM:AM,Data!$A:$A,$A202,Data!AM:AM,\">=\"&0)*1000","v":20.797200050000001},{"$f":"SUMIFS(Data!AS:AS,Data!$A:$A,$A202,Data!AS:AS,\">=\"&0)*1000","v":15.338599800000001},0.23812751088053749,32.008207049050711,24.780529953626854,21.981713941865678,8.1307613253309263,{"$f":"Data!$AZ$5","v":75.3},{"$f":" IF(Data!$AZ$2,1,R202) * (1 + E202/F202)","v":20.341749088124519},0.23148785230467195,0.13506226878107105,5.2864044420586787]
[198,{"$f":"SUMIF(Data!$A:$A,$A203,Data!G:G)/ SUMIF(Data!$A:$A,$A203,Data!F:F)","v":0.70435869953554842},{"$f":"SUMIFS(Data!L:L,Data!$A:$A,$A203,Data!L:L,\">=\"&0)","v":30951.271499999995},{"$f":"SUMIFS(Data!M:M,Data!$A:$A,$A203,Data!M:M,\">=\"&0)","v":30883.580700000002},{"$f":"SUMIFS(Data!N:N,Data!$A:$A,$A203,Data!N:N,\">=\"&0)*1000","v":241.55249950000004},{"$f":"SUMIFS(Data!O:O,Data!$A:$A,$A203,Data!O:O,\">=\"&0)*1000","v":21.096200000000003},{"$f":"SUMIFS(Data!R:R,Data!$A:$A,$A203,Data!R:R,\">=\"&0)","v":28341.281499999997},{"$f":"SUMIFS(Data!S:S,Data!$A:$A,$A203,Data!S:S,\">=\"&0)","v":28273.68636},{"$f":"SUMIFS(Data!AA:AA,Data!$A:$A,$A203,Data!AA:AA,\">=\"&0)*1000","v":22.867999900000001},{"$f":"SUMIFS(Data!AG:AG,Data!$A:$A,$A203,Data!AG:AG,\">=\"&0)*1000","v":20.266199909999997},{"$f":"SUMIFS(Data!AM:AM,Data!$A:$A,$A203,Data!AM:AM,\">=\"&0)*1000","v":23.128600100000003},{"$f":"SUMIFS(Data!AS:AS,Data!$A:$A,$A203,Data!AS:AS,\">=\"&0)*1000","v":17.4334001},0.21870119293804471,29.542421337266468,24.974012870487421,12.838124569748221,7.7479443228438916,{"$f":"Data!$AZ$5","v":75.3},{"$f":" IF(Data!$AZ$2,1,R203) * (1 + E203/F203)","v":12.45004785221983},0.23850417631961221,-0.24654809071722938,9.230824402481641]
[199,{"$f":"SUMIF(Data!$A:$A,$A204,Data!G:G)/ SUMIF(Data!$A:$A,$A204,Data!F:F)","v":0.66905370843989764},{"$f":"SUMIFS(Data!L:L,Data!$A:$A,$A204,Data!L:L,\">=\"&0)","v":33355.203199999996},{"$f":"SUMIFS(Data!M:M,Data!$A:$A,$A204,Data!M:M,\">=\"&0)","v":33289.220299999994},{"$f":"SUMIFS(Data!N:N,Data!$A:$A,$A204,Data!N:N,\">=\"&0)*1000","v":258.00289990000005},{"$f":"SUMIFS(Data!O:O,Data!$A:$A,$A204,Data!O:O,\">=\"&0)*1000","v":21.682999800000001},{"$f":"SUMIFS(Data!R:R,Data!$A:$A,$A204,Data!R:R,\">=\"&0)","v":30653.910299999996},{"$f":"SUMIFS(Data!S:S,Data!$A:$A,$A204,Data!S:S,\">=\"&0)","v":30588.734110000001},{"$f":"SUMIFS(Data!AA:AA,Data!$A:$A,$A204,Data!AA:AA,\">=\"&0)*1000","v":23.513100109999996},{"$f":"SUMIFS(Data!AG:AG,Data!$A:$A,$A204,Data!AG:AG,\">=\"&0)*1000","v":20.741699999999998},{"$f":"SUMIFS(Data!AM:AM,Data!$A:$A,$A204,Data!AM:AM,\">=\"&0)*1000","v":23.633399999999998},{"$f":"SUMIFS(Data!AS:AS,Data!$A:$A,$A204,Data!AS:AS,\">=\"&0)*1000","v":17.845300099999999},0.19781891180324965,29.792159962546599,25.004059967935245,13.361489704315455,7.7833220691373768,{"$f":"Data!$AZ$5","v":75.3},{"$f":" IF(Data!$AZ$2,1,R204) * (1 + E204/F204)","v":12.898856351970267},0.21261949735657276,-0.19091062697736122,8.8283685761195265]
[200,{"$f":"SUMIF(Data!$A:$A,$A205,Data!G:G)/ SUMIF(Data!$A:$A,$A205,Data!F:F)","v":0.73601303639326454},{"$f":"SUMIFS(Data!L:L,Data!$A:$A,$A205,Data!L:L,\">=\"&0)","v":30374.4712},{"$f":"SUMIFS(Data!M:M,Data!$A:$A,$A205,Data!M:M,\">=\"&0)","v":30311.053809999998},{"$f":"SUMIFS(Data!N:N,Data!$A:$A,$A205,Data!N:N,\">=\"&0)*1000","v":235.67370100000002},{"$f":"SUMIFS(Data!O:O,Data!$A:$A,$A205,Data!O:O,\">=\"&0)*1000","v":21.361200100000001},{"$f":"SUMIFS(Data!R:R,Data!$A:$A,$A205,Data!R:R,\">=\"&0)","v":27724.156899999998},{"$f":"SUMIFS(Data!S:S,Data!$A:$A,$A205,Data!S:S,\">=\"&0)","v":27660.894249999994},{"$f":"SUMIFS(Data!AA:AA,Data!$A:$A,$A205,Data!AA:AA,\">=\"&0)*1000","v":23.151300110000001},{"$f":"SUMIFS(Data!AG:AG,Data!$A:$A,$A205,Data!AG:AG,\">=\"&0)*1000","v":20.619599900000004},{"$f":"SUMIFS(Data!AM:AM,Data!$A:$A,$A205,Data!AM:AM,\">=\"&0)*1000","v":23.538699990000001},{"$f":"SUMIFS(Data!AS:AS,Data!$A:$A,$A205,Data!AS:AS,\">=\"&0)*1000","v":17.825199799999996},0.20878516561632304,29.321957001632654,24.890872507348259,12.278124804933753,7.732179192937771,{"$f":"Data!$AZ$5","v":75.3},{"$f":" IF(Data!$AZ$2,1,R205) * (1 + E205/F205)","v":12.032793096676249},0.22818601924736698,-0.2334464576412518,9.5808889475798686]
[201,{"$f":"SUMIF(Data!$A:$A,$A206,Data!G:G)/ SUMIF(Data!$A:$A,$A206,Data!F:F)","v":0.3841315225160829},{"$f":"SUMIFS(Data!L:L,Data!$A:$A,$A206,Data!L:L,\">=\"&0)","v":43721.422400000003},{"$f":"SUMIFS(Data!M:M,Data!$A:$A,$A206,Data!M:M,\">=\"&0)","v":43632.4519},{"$f":"SUMIFS(Data!N:N,Data!$A:$A,$A206,Data!N:N,\">=\"&0)*1000","v":356.85410100000007},{"$f":"SUMIFS(Data!O:O,Data!$A:$A,$A206,Data!O:O,\">=\"&0)*1000","v":19.791499999999999},{"$f":"SUMIFS(Data!R:R,Data!$A:$A,$A206,Data!R:R,\">=\"&0)","v":41360.431800000006},{"$f":"SUMIFS(Data!S:S,Data!$A:$A,$A206,Data!S:S,\">=\"&0)","v":41278.317530000008},{"$f":"SUMIFS(Data!AA:AA,Data!$A:$A,$A206,Data!AA:AA,\">=\"&0)*1000","v":21.517800000000001},{"$f":"SUMIFS(Data!AG:AG,Data!$A:$A,$A206,Data!AG:AG,\">=\"&0)*1000","v":17.921500100000003},{"$f":"SUMIFS(Data!AM:AM,Data!$A:$A,$A206,Data!AM:AM,\">=\"&0)*1000","v":20.9813002},{"$f":"SUMIFS(Data!AS:AS,Data!$A:$A,$A206,Data!AS:AS,\">=\"&0)*1000","v":15.539600009999999},0.20349406564595912,30.985904737982267,24.377124808119948,20.066958010953549,8.0226603091394182,{"$f":"Data!$AZ$5","v":75.3},{"$f":" IF(Data!$AZ$2,1,R206) * (1 + E206/F206)","v":19.03067483515651},0.19853339635588185,9.4404884224207189E-2,5.7030773317954919]
[202,{"$f":"SUMIF(Data!$A:$A,$A207,Data!G:G)/ SUMIF(Data!$A:$A,$A207,Data!F:F)","v":0.94039984911354202},{"$f":"SUMIFS(Data!L:L,Data!$A:$A,$A207,Data!L:L,\">=\"&0)","v":13012.2618},{"$f":"SUMIFS(Data!M:M,Data!$A:$A,$A207,Data!M:M,\">=\"&0)","v":12952.86742},{"$f":"SUMIFS(Data!N:N,Data!$A:$A,$A207,Data!N:N,\">=\"&0)*1000","v":102.29230130000001},{"$f":"SUMIFS(Data!O:O,Data!$A:$A,$A207,Data!O:O,\">=\"&0)*1000","v":11.766500100000002},{"$f":"SUMIFS(Data!R:R,Data!$A:$A,$A207,Data!R:R,\">=\"&0)","v":11550.122800000001},{"$f":"SUMIFS(Data!S:S,Data!$A:$A,$A207,Data!S:S,\">=\"&0)","v":11490.252330000001},{"$f":"SUMIFS(Data!AA:AA,Data!$A:$A,$A207,Data!AA:AA,\">=\"&0)*1000","v":12.74019987},{"$f":"SUMIFS(Data!AG:AG,Data!$A:$A,$A207,Data!AG:AG,\">=\"&0)*1000","v":11.654699940000002},{"$f":"SUMIFS(Data!AM:AM,Data!$A:$A,$A207,Data!AM:AM,\">=\"&0)*1000","v":13.509300100000001},{"$f":"SUMIFS(Data!AS:AS,Data!$A:$A,$A207,Data!AS:AS,\">=\"&0)*1000","v":10.433099990000001},0.45644931613656686,27.499836803529661,23.971132911766269,9.3138384993890924,7.642735435358583,{"$f":"Data!$AZ$5","v":75.3},{"$f":" IF(Data!$AZ$2,1,R207) * (1 + E207/F207)","v":9.6935197748394177},0.5183535364662949,-0.60006978391223498,12.729181640173781]
[203,{"$f":"SUMIF(Data!$A:$A,$A208,Data!G:G)/ SUMIF(Data!$A:$A,$A208,Data!F:F)","v":0.46721725939659531},{"$f":"SUMIFS(Data!L:L,Data!$A:$A,$A208,Data!L:L,\">=\"&0)","v":36891.800470000009},{"$f":"SUMIFS(Data!M:M,Data!$A:$A,$A208,Data!M:M,\">=\"&0)","v":36784.925479999998},{"$f":"SUMIFS(Data!N:N,Data!$A:$A,$A208,Data!N:N,\">=\"&0)*1000","v":299.54340070000001},{"$f":"SUMIFS(Data!O:O,Data!$A:$A,$A208,Data!O:O,\">=\"&0)*1000","v":17.965099940000002},{"$f":"SUMIFS(Data!R:R,Data!$A:$A,$A208,Data!R:R,\">=\"&0)","v":34704.946199999998},{"$f":"SUMIFS(Data!S:S,Data!$A:$A,$A208,Data!S:S,\">=\"&0)","v":34604.525740000005},{"$f":"SUMIFS(Data!AA:AA,Data!$A:$A,$A208,Data!AA:AA,\">=\"&0)*1000","v":19.51470003},{"$f":"SUMIFS(Data!AG:AG,Data!$A:$A,$A208,Data!AG:AG,\">=\"&0)*1000","v":16.579500100000001},{"$f":"SUMIFS(Data!AM:AM,Data!$A:$A,$A208,Data!AM:AM,\">=\"&0)*1000","v":19.320599999999999},{"$f":"SUMIFS(Data!AS:AS,Data!$A:$A,$A208,Data!AS:AS,\">=\"&0)*1000","v":14.466100129999999},0.2896984929941836,30.399835276955113,24.353486510650583,17.703790297030729,7.9406810641095893,{"$f":"Data!$AZ$5","v":75.3},{"$f":" IF(Data!$AZ$2,1,R208) * (1 + E208/F208)","v":17.67362840732407},0.28935489316503799,6.0726557011396079E-3,6.300909182753589]
[204,{"$f":"SUMIF(Data!$A:$A,$A209,Data!G:G)/ SUMIF(Data!$A:$A,$A209,Data!F:F)","v":0.47613782937166022},{"$f":"SUMIFS(Data!L:L,Data!$A:$A,$A209,Data!L:L,\">=\"&0)","v":34494.827000000005},{"$f":"SUMIFS(Data!M:M,Data!$A:$A,$A209,Data!M:M,\">=\"&0)","v":34383.817289999999},{"$f":"SUMIFS(Data!N:N,Data!$A:$A,$A209,Data!N:N,\">=\"&0)*1000","v":277.72660000000002},{"$f":"SUMIFS(Data!O:O,Data!$A:$A,$A209,Data!O:O,\">=\"&0)*1000","v":16.17899997},{"$f":"SUMIFS(Data!R:R,Data!$A:$A,$A209,Data!R:R,\">=\"&0)","v":32508.299500000008},{"$f":"SUMIFS(Data!S:S,Data!$A:$A,$A209,Data!S:S,\">=\"&0)","v":32402.535200000002},{"$f":"SUMIFS(Data!AA:AA,Data!$A:$A,$A209,Data!AA:AA,\">=\"&0)*1000","v":17.5754001},{"$f":"SUMIFS(Data!AG:AG,Data!$A:$A,$A209,Data!AG:AG,\">=\"&0)*1000","v":14.904500109999997},{"$f":"SUMIFS(Data!AM:AM,Data!$A:$A,$A209,Data!AM:AM,\">=\"&0)*1000","v":17.484300059999999},{"$f":"SUMIFS(Data!AS:AS,Data!$A:$A,$A209,Data!AS:AS,\">=\"&0)*1000","v":13.1457},0.32181552903571803,30.209975657447441,24.053842450737434,17.920091048259934,7.9451968208678174,{"$f":"Data!$AZ$5","v":75.3},{"$f":" IF(Data!$AZ$2,1,R209) * (1 + E209/F209)","v":18.16586936862452},0.32534553214635592,-6.4125575378686142E-2,6.1145897312380626]
[205,{"$f":"SUMIF(Data!$A:$A,$A210,Data!G:G)/ SUMIF(Data!$A:$A,$A210,Data!F:F)","v":0.44270132974749737},{"$f":"SUMIFS(Data!L:L,Data!$A:$A,$A210,Data!L:L,\">=\"&0)","v":42314.263400000003},{"$f":"SUMIFS(Data!M:M,Data!$A:$A,$A210,Data!M:M,\">=\"&0)","v":42229.994900000012},{"$f":"SUMIFS(Data!N:N,Data!$A:$A,$A210,Data!N:N,\">=\"&0)*1000","v":341.20730099999997},{"$f":"SUMIFS(Data!O:O,Data!$A:$A,$A210,Data!O:O,\">=\"&0)*1000","v":19.866199909999999},{"$f":"SUMIFS(Data!R:R,Data!$A:$A,$A210,Data!R:R,\">=\"&0)","v":39913.946899999995},{"$f":"SUMIFS(Data!S:S,Data!$A:$A,$A210,Data!S:S,\">=\"&0)","v":39834.9827},{"$f":"SUMIFS(Data!AA:AA,Data!$A:$A,$A210,Data!AA:AA,\">=\"&0)*1000","v":21.597799999999996},{"$f":"SUMIFS(Data!AG:AG,Data!$A:$A,$A210,Data!AG:AG,\">=\"&0)*1000","v":18.143600000000003},{"$f":"SUMIFS(Data!AM:AM,Data!$A:$A,$A210,Data!AM:AM,\">=\"&0)*1000","v":21.0114999},{"$f":"SUMIFS(Data!AS:AS,Data!$A:$A,$A210,Data!AS:AS,\">=\"&0)*1000","v":15.6698},0.1991491597133439,31.097590862414403,24.631110032969097,19.038118124297231,8.0174836788932105,{"$f":"Data!$AZ$5","v":75.3},{"$f":" IF(Data!$AZ$2,1,R210) * (1 + E210/F210)","v":18.175267667987541},0.19783611026449227,2.3865025194181946E-2,6.0123339779937002]
[206,{"$f":"SUMIF(Data!$A:$A,$A211,Data!G:G)/ SUMIF(Data!$A:$A,$A211,Data!F:F)","v":0.21776061776061775},{"$f":"SUMIFS(Data!L:L,Data!$A:$A,$A211,Data!L:L,\">=\"&0)","v":51253.070400000004},{"$f":"SUMIFS(Data!M:M,Data!$A:$A,$A211,Data!M:M,\">=\"&0)","v":51125.766429999996},{"$f":"SUMIFS(Data!N:N,Data!$A:$A,$A211,Data!N:N,\">=\"&0)*1000","v":420.08100100000007},{"$f":"SUMIFS(Data!O:O,Data!$A:$A,$A211,Data!O:O,\">=\"&0)*1000","v":18.965300000000003},{"$f":"SUMIFS(Data!R:R,Data!$A:$A,$A211,Data!R:R,\">=\"&0)","v":49002.481499999994},{"$f":"SUMIFS(Data!S:S,Data!$A:$A,$A211,Data!S:S,\">=\"&0)","v":48888.253060000003},{"$f":"SUMIFS(Data!AA:AA,Data!$A:$A,$A211,Data!AA:AA,\">=\"&0)*1000","v":20.666999970000003},{"$f":"SUMIFS(Data!AG:AG,Data!$A:$A,$A211,Data!AG:AG,\">=\"&0)*1000","v":16.507899980000001},{"$f":"SUMIFS(Data!AM:AM,Data!$A:$A,$A211,Data!AM:AM,\">=\"&0)*1000","v":19.599400020000001},{"$f":"SUMIFS(Data!AS:AS,Data!$A:$A,$A211,Data!AS:AS,\">=\"&0)*1000","v":14.352500089999999},0.24838310955124379,32.034725198199084,24.107949301026601,25.194603765705637,8.2338993200279162,{"$f":"Data!$AZ$5","v":75.3},{"$f":" IF(Data!$AZ$2,1,R211) * (1 + E211/F211)","v":23.14997922521658},0.23310746007830582,0.3536309679502046,4.5767914170586455]
[207,{"$f":"SUMIF(Data!$A:$A,$A212,Data!G:G)/ SUMIF(Data!$A:$A,$A212,Data!F:F)","v":0.67846763540290622},{"$f":"SUMIFS(Data!L:L,Data!$A:$A,$A212,Data!L:L,\">=\"&0)","v":23184.824199999999},{"$f":"SUMIFS(Data!M:M,Data!$A:$A,$A212,Data!M:M,\">=\"&0)","v":23128.258392},{"$f":"SUMIFS(Data!N:N,Data!$A:$A,$A212,Data!N:N,\">=\"&0)*1000","v":184.97850209999996},{"$f":"SUMIFS(Data!O:O,Data!$A:$A,$A212,Data!O:O,\">=\"&0)*1000","v":12.361600000000001},{"$f":"SUMIFS(Data!R:R,Data!$A:$A,$A212,Data!R:R,\">=\"&0)","v":21654.475903999995},{"$f":"SUMIFS(Data!S:S,Data!$A:$A,$A212,Data!S:S,\">=\"&0)","v":21597.513872},{"$f":"SUMIFS(Data!AA:AA,Data!$A:$A,$A212,Data!AA:AA,\">=\"&0)*1000","v":13.419000010000001},{"$f":"SUMIFS(Data!AG:AG,Data!$A:$A,$A212,Data!AG:AG,\">=\"&0)*1000","v":11.648799990000001},{"$f":"SUMIFS(Data!AM:AM,Data!$A:$A,$A212,Data!AM:AM,\">=\"&0)*1000","v":13.684000000000001},{"$f":"SUMIFS(Data!AS:AS,Data!$A:$A,$A212,Data!AS:AS,\">=\"&0)*1000","v":10.200499899999999},0.24397773091589534,29.239270898829599,24.157600253836652,15.196415266118768,7.8798718921828215,{"$f":"Data!$AZ$5","v":75.3},{"$f":" IF(Data!$AZ$2,1,R212) * (1 + E212/F212)","v":15.963961145806364},0.26304969121637267,-0.30446403321118165,7.0875959569796976]
[208,{"$f":"SUMIF(Data!$A:$A,$A213,Data!G:G)/ SUMIF(Data!$A:$A,$A213,Data!F:F)","v":0.29632125050532271},{"$f":"SUMIFS(Data!L:L,Data!$A:$A,$A213,Data!L:L,\">=\"&0)","v":48418.920099999988},{"$f":"SUMIFS(Data!M:M,Data!$A:$A,$A213,Data!M:M,\">=\"&0)","v":48313.354039999998},{"$f":"SUMIFS(Data!N:N,Data!$A:$A,$A213,Data!N:N,\">=\"&0)*1000","v":394.43139770000005},{"$f":"SUMIFS(Data!O:O,Data!$A:$A,$A213,Data!O:O,\">=\"&0)*1000","v":19.115799899999999},{"$f":"SUMIFS(Data!R:R,Data!$A:$A,$A213,Data!R:R,\">=\"&0)","v":46135.80999999999},{"$f":"SUMIFS(Data!S:S,Data!$A:$A,$A213,Data!S:S,\">=\"&0)","v":46040.830479999997},{"$f":"SUMIFS(Data!AA:AA,Data!$A:$A,$A213,Data!AA:AA,\">=\"&0)*1000","v":20.809499970000001},{"$f":"SUMIFS(Data!AG:AG,Data!$A:$A,$A213,Data!AG:AG,\">=\"&0)*1000","v":16.885299999999994},{"$f":"SUMIFS(Data!AM:AM,Data!$A:$A,$A213,Data!AM:AM,\">=\"&0)*1000","v":19.919800000000006},{"$f":"SUMIFS(Data!AS:AS,Data!$A:$A,$A213,Data!AS:AS,\">=\"&0)*1000","v":14.632899999999999},0.21802646523706778,31.682838657814589,24.260341599046686,23.240333130000714,8.1390714454538724,{"$f":"Data!$AZ$5","v":75.3},{"$f":" IF(Data!$AZ$2,1,R213) * (1 + E213/F213)","v":21.633789836856373},0.2058694103343878,0.26300317079970326,4.9358874205954528]
[209,{"$f":"SUMIF(Data!$A:$A,$A214,Data!G:G)/ SUMIF(Data!$A:$A,$A214,Data!F:F)","v":0.44848942598187314},{"$f":"SUMIFS(Data!L:L,Data!$A:$A,$A214,Data!L:L,\">=\"&0)","v":40801.278799999993},{"$f":"SUMIFS(Data!M:M,Data!$A:$A,$A214,Data!M:M,\">=\"&0)","v":40720.000670000009},{"$f":"SUMIFS(Data!N:N,Data!$A:$A,$A214,Data!N:N,\">=\"&0)*1000","v":330.08640250000002},{"$f":"SUMIFS(Data!O:O,Data!$A:$A,$A214,Data!O:O,\">=\"&0)*1000","v":19.923100040000001},{"$f":"SUMIFS(Data!R:R,Data!$A:$A,$A214,Data!R:R,\">=\"&0)","v":38406.737500000003},{"$f":"SUMIFS(Data!S:S,Data!$A:$A,$A214,Data!S:S,\">=\"&0)","v":38331.913500000002},{"$f":"SUMIFS(Data!AA:AA,Data!$A:$A,$A214,Data!AA:AA,\">=\"&0)*1000","v":21.6640002},{"$f":"SUMIFS(Data!AG:AG,Data!$A:$A,$A214,Data!AG:AG,\">=\"&0)*1000","v":18.260599799999998},{"$f":"SUMIFS(Data!AM:AM,Data!$A:$A,$A214,Data!AM:AM,\">=\"&0)*1000","v":21.158799830000007},{"$f":"SUMIFS(Data!AS:AS,Data!$A:$A,$A214,Data!AS:AS,\">=\"&0)*1000","v":15.743200190000001},0.19920485923589298,30.932861370084574,24.648422662942629,18.63794419282987,8.0359127766256204,{"$f":"Data!$AZ$5","v":75.3},{"$f":" IF(Data!$AZ$2,1,R214) * (1 + E214/F214)","v":17.568024144700324},0.19481998438425163,7.703358726512452E-2,6.230023372039617]
[210,{"$f":"SUMIF(Data!$A:$A,$A215,Data!G:G)/ SUMIF(Data!$A:$A,$A215,Data!F:F)","v":0.54698835836004722},{"$f":"SUMIFS(Data!L:L,Data!$A:$A,$A215,Data!L:L,\">=\"&0)","v":34460.83423},{"$f":"SUMIFS(Data!M:M,Data!$A:$A,$A215,Data!M:M,\">=\"&0)","v":34390.288050000003},{"$f":"SUMIFS(Data!N:N,Data!$A:$A,$A215,Data!N:N,\">=\"&0)*1000","v":272.55950000000001},{"$f":"SUMIFS(Data!O:O,Data!$A:$A,$A215,Data!O:O,\">=\"&0)*1000","v":19.905100089999998},{"$f":"SUMIFS(Data!R:R,Data!$A:$A,$A215,Data!R:R,\">=\"&0)","v":32014.001800000005},{"$f":"SUMIFS(Data!S:S,Data!$A:$A,$A215,Data!S:S,\">=\"&0)","v":31948.653810000003},{"$f":"SUMIFS(Data!AA:AA,Data!$A:$A,$A215,Data!AA:AA,\">=\"&0)*1000","v":21.607699910000004},{"$f":"SUMIFS(Data!AG:AG,Data!$A:$A,$A215,Data!AG:AG,\">=\"&0)*1000","v":18.6875},{"$f":"SUMIFS(Data!AM:AM,Data!$A:$A,$A215,Data!AM:AM,\">=\"&0)*1000","v":21.5076},{"$f":"SUMIFS(Data!AS:AS,Data!$A:$A,$A215,Data!AS:AS,\">=\"&0)*1000","v":16.083399999999997},0.20471408071306446,30.184543176874012,24.80089229748166,15.626487812709055,7.8795976762526472,{"$f":"Data!$AZ$5","v":75.3},{"$f":" IF(Data!$AZ$2,1,R215) * (1 + E215/F215)","v":14.692947976530373},0.20412315338847148,8.682464438154968E-3,7.6423697052167006]
[211,{"$f":"SUMIF(Data!$A:$A,$A216,Data!G:G)/ SUMIF(Data!$A:$A,$A216,Data!F:F)","v":0.62286495103621042},{"$f":"SUMIFS(Data!L:L,Data!$A:$A,$A216,Data!L:L,\">=\"&0)","v":24667.173299999999},{"$f":"SUMIFS(Data!M:M,Data!$A:$A,$A216,Data!M:M,\">=\"&0)","v":24605.213985400002},{"$f":"SUMIFS(Data!N:N,Data!$A:$A,$A216,Data!N:N,\">=\"&0)*1000","v":193.10970000000003},{"$f":"SUMIFS(Data!O:O,Data!$A:$A,$A216,Data!O:O,\">=\"&0)*1000","v":15.633500000000002},{"$f":"SUMIFS(Data!R:R,Data!$A:$A,$A216,Data!R:R,\">=\"&0)","v":22725.079999999998},{"$f":"SUMIFS(Data!S:S,Data!$A:$A,$A216,Data!S:S,\">=\"&0)","v":22665.104641999998},{"$f":"SUMIFS(Data!AA:AA,Data!$A:$A,$A216,Data!AA:AA,\">=\"&0)*1000","v":16.958299959000001},{"$f":"SUMIFS(Data!AG:AG,Data!$A:$A,$A216,Data!AG:AG,\">=\"&0)*1000","v":14.870499999999998},{"$f":"SUMIFS(Data!AM:AM,Data!$A:$A,$A216,Data!AM:AM,\">=\"&0)*1000","v":17.086099999999998},{"$f":"SUMIFS(Data!AS:AS,Data!$A:$A,$A216,Data!AS:AS,\">=\"&0)*1000","v":12.829099998999999},0.25118125148128351,29.699788487268087,24.79539581987423,14.039877334319662,7.81210358469282,{"$f":"Data!$AZ$5","v":75.3},{"$f":" IF(Data!$AZ$2,1,R216) * (1 + E216/F216)","v":13.352301148175393},0.26391703791581678,-0.17005205583273517,8.5598958136061221]
[212,{"$f":"SUMIF(Data!$A:$A,$A217,Data!G:G)/ SUMIF(Data!$A:$A,$A217,Data!F:F)","v":0.58512160228898424},{"$f":"SUMIFS(Data!L:L,Data!$A:$A,$A217,Data!L:L,\">=\"&0)","v":33080.571899999995},{"$f":"SUMIFS(Data!M:M,Data!$A:$A,$A217,Data!M:M,\">=\"&0)","v":33005.490550000002},{"$f":"SUMIFS(Data!N:N,Data!$A:$A,$A217,Data!N:N,\">=\"&0)*1000","v":259.04850049999993},{"$f":"SUMIFS(Data!O:O,Data!$A:$A,$A217,Data!O:O,\">=\"&0)*1000","v":18.955500199999999},{"$f":"SUMIFS(Data!R:R,Data!$A:$A,$A217,Data!R:R,\">=\"&0)","v":30722.421600000001},{"$f":"SUMIFS(Data!S:S,Data!$A:$A,$A217,Data!S:S,\">=\"&0)","v":30650.600699999999},{"$f":"SUMIFS(Data!AA:AA,Data!$A:$A,$A217,Data!AA:AA,\">=\"&0)*1000","v":20.575099879999996},{"$f":"SUMIFS(Data!AG:AG,Data!$A:$A,$A217,Data!AG:AG,\">=\"&0)*1000","v":17.844599909999999},{"$f":"SUMIFS(Data!AM:AM,Data!$A:$A,$A217,Data!AM:AM,\">=\"&0)*1000","v":20.505300049999999},{"$f":"SUMIFS(Data!AS:AS,Data!$A:$A,$A217,Data!AS:AS,\">=\"&0)*1000","v":15.4145001},0.22696509064885034,30.137109748341217,24.773512677511516,15.301547716235664,7.871649175197093,{"$f":"Data!$AZ$5","v":75.3},{"$f":" IF(Data!$AZ$2,1,R217) * (1 + E217/F217)","v":14.666138997482109},0.23377356425576307,-9.9854020279670372E-2,7.6830136970203133]
[213,{"$f":"SUMIF(Data!$A:$A,$A218,Data!G:G)/ SUMIF(Data!$A:$A,$A218,Data!F:F)","v":0.38924999999999998},{"$f":"SUMIFS(Data!L:L,Data!$A:$A,$A218,Data!L:L,\">=\"&0)","v":25600.515299999999},{"$f":"SUMIFS(Data!M:M,Data!$A:$A,$A218,Data!M:M,\">=\"&0)","v":25533.269385400003},{"$f":"SUMIFS(Data!N:N,Data!$A:$A,$A218,Data!N:N,\">=\"&0)*1000","v":212.33240000000004},{"$f":"SUMIFS(Data!O:O,Data!$A:$A,$A218,Data!O:O,\">=\"&0)*1000","v":10.533900020000001},{"$f":"SUMIFS(Data!R:R,Data!$A:$A,$A218,Data!R:R,\">=\"&0)","v":24338.897199999999},{"$f":"SUMIFS(Data!S:S,Data!$A:$A,$A218,Data!S:S,\">=\"&0)","v":24276.760921599998},{"$f":"SUMIFS(Data!AA:AA,Data!$A:$A,$A218,Data!AA:AA,\">=\"&0)*1000","v":11.443000094999999},{"$f":"SUMIFS(Data!AG:AG,Data!$A:$A,$A218,Data!AG:AG,\">=\"&0)*1000","v":9.4309000010000013},{"$f":"SUMIFS(Data!AM:AM,Data!$A:$A,$A218,Data!AM:AM,\">=\"&0)*1000","v":11.305700119999999},{"$f":"SUMIFS(Data!AS:AS,Data!$A:$A,$A218,Data!AS:AS,\">=\"&0)*1000","v":8.4521999940000008},0.26267406656457604,30.481163374583286,23.429822897439049,21.33518639564247,7.9445955383433686,{"$f":"Data!$AZ$5","v":75.3},{"$f":" IF(Data!$AZ$2,1,R218) * (1 + E218/F218)","v":21.157054803715521},0.25529619476761328,0.15609403794312809,5.1757665195031777]
[214,{"$f":"SUMIF(Data!$A:$A,$A219,Data!G:G)/ SUMIF(Data!$A:$A,$A219,Data!F:F)","v":0.57869902258173234},{"$f":"SUMIFS(Data!L:L,Data!$A:$A,$A219,Data!L:L,\">=\"&0)","v":37051.717299999989},{"$f":"SUMIFS(Data!M:M,Data!$A:$A,$A219,Data!M:M,\">=\"&0)","v":36977.106489999991},{"$f":"SUMIFS(Data!N:N,Data!$A:$A,$A219,Data!N:N,\">=\"&0)*1000","v":287.92749979999996},{"$f":"SUMIFS(Data!O:O,Data!$A:$A,$A219,Data!O:O,\">=\"&0)*1000","v":19.668600029999997},{"$f":"SUMIFS(Data!R:R,Data!$A:$A,$A219,Data!R:R,\">=\"&0)","v":34590.720600000001},{"$f":"SUMIFS(Data!S:S,Data!$A:$A,$A219,Data!S:S,\">=\"&0)","v":34520.264820000004},{"$f":"SUMIFS(Data!AA:AA,Data!$A:$A,$A219,Data!AA:AA,\">=\"&0)*1000","v":21.35780003},{"$f":"SUMIFS(Data!AG:AG,Data!$A:$A,$A219,Data!AG:AG,\">=\"&0)*1000","v":18.376300199999996},{"$f":"SUMIFS(Data!AM:AM,Data!$A:$A,$A219,Data!AM:AM,\">=\"&0)*1000","v":20.983799899999998},{"$f":"SUMIFS(Data!AS:AS,Data!$A:$A,$A219,Data!AS:AS,\">=\"&0)*1000","v":15.770999779999997},0.20136937080646011,30.71746493514123,24.997890500355496,16.224701368341844,7.9090542922364948,{"$f":"Data!$AZ$5","v":75.3},{"$f":" IF(Data!$AZ$2,1,R219) * (1 + E219/F219)","v":15.638942240974535},0.20368404814323698,-3.6199105176346252E-2,7.1170997175449502]
[215,{"$f":"SUMIF(Data!$A:$A,$A220,Data!G:G)/ SUMIF(Data!$A:$A,$A220,Data!F:F)","v":0.76191664586972796},{"$f":"SUMIFS(Data!L:L,Data!$A:$A,$A220,Data!L:L,\">=\"&0)","v":20712.979699999996},{"$f":"SUMIFS(Data!M:M,Data!$A:$A,$A220,Data!M:M,\">=\"&0)","v":20648.927244000006},{"$f":"SUMIFS(Data!N:N,Data!$A:$A,$A220,Data!N:N,\">=\"&0)*1000","v":159.30489750000001},{"$f":"SUMIFS(Data!O:O,Data!$A:$A,$A220,Data!O:O,\">=\"&0)*1000","v":16.2588002},{"$f":"SUMIFS(Data!R:R,Data!$A:$A,$A220,Data!R:R,\">=\"&0)","v":18674.289900000003},{"$f":"SUMIFS(Data!S:S,Data!$A:$A,$A220,Data!S:S,\">=\"&0)","v":18611.960456999997},{"$f":"SUMIFS(Data!AA:AA,Data!$A:$A,$A220,Data!AA:AA,\">=\"&0)*1000","v":17.639300104000004},{"$f":"SUMIFS(Data!AG:AG,Data!$A:$A,$A220,Data!AG:AG,\">=\"&0)*1000","v":15.814899994999999},{"$f":"SUMIFS(Data!AM:AM,Data!$A:$A,$A220,Data!AM:AM,\">=\"&0)*1000","v":18.085799899999994},{"$f":"SUMIFS(Data!AS:AS,Data!$A:$A,$A220,Data!AS:AS,\">=\"&0)*1000","v":13.604200010000001},0.30923825025517865,29.003704465014184,24.932836574574267,11.535957290762532,7.8262736948783607,{"$f":"Data!$AZ$5","v":75.3},{"$f":" IF(Data!$AZ$2,1,R220) * (1 + E220/F220)","v":10.798072154180234},0.33377142228045836,-0.26491096169988637,10.944396705044035]
[216,{"$f":"SUMIF(Data!$A:$A,$A221,Data!G:G)/ SUMIF(Data!$A:$A,$A221,Data!F:F)","v":0.79511568123393317},{"$f":"SUMIFS(Data!L:L,Data!$A:$A,$A221,Data!L:L,\">=\"&0)","v":21109.495599999998},{"$f":"SUMIFS(Data!M:M,Data!$A:$A,$A221,Data!M:M,\">=\"&0)","v":21050.174478999994},{"$f":"SUMIFS(Data!N:N,Data!$A:$A,$A221,Data!N:N,\">=\"&0)*1000","v":158.1264998},{"$f":"SUMIFS(Data!O:O,Data!$A:$A,$A221,Data!O:O,\">=\"&0)*1000","v":16.1475002},{"$f":"SUMIFS(Data!R:R,Data!$A:$A,$A221,Data!R:R,\">=\"&0)","v":19030.709019999998},{"$f":"SUMIFS(Data!S:S,Data!$A:$A,$A221,Data!S:S,\">=\"&0)","v":18971.936072999997},{"$f":"SUMIFS(Data!AA:AA,Data!$A:$A,$A221,Data!AA:AA,\">=\"&0)*1000","v":17.499700100000005},{"$f":"SUMIFS(Data!AG:AG,Data!$A:$A,$A221,Data!AG:AG,\">=\"&0)*1000","v":15.739500039999999},{"$f":"SUMIFS(Data!AM:AM,Data!$A:$A,$A221,Data!AM:AM,\">=\"&0)*1000","v":17.7605},{"$f":"SUMIFS(Data!AS:AS,Data!$A:$A,$A221,Data!AS:AS,\">=\"&0)*1000","v":13.538299970000001},0.28101628823383396,29.38231277971926,25.213395988725807,11.183328921037351,7.7269889899427735,{"$f":"Data!$AZ$5","v":75.3},{"$f":" IF(Data!$AZ$2,1,R221) * (1 + E221/F221)","v":10.792630304472764},0.30883214565592315,-0.30020626575853354,10.954276875082103]
[217,{"$f":"SUMIF(Data!$A:$A,$A222,Data!G:G)/ SUMIF(Data!$A:$A,$A222,Data!F:F)","v":0.76072186836518052},{"$f":"SUMIFS(Data!L:L,Data!$A:$A,$A222,Data!L:L,\">=\"&0)","v":26826.455699999999},{"$f":"SUMIFS(Data!M:M,Data!$A:$A,$A222,Data!M:M,\">=\"&0)","v":26748.234870000004},{"$f":"SUMIFS(Data!N:N,Data!$A:$A,$A222,Data!N:N,\">=\"&0)*1000","v":202.89739799999998},{"$f":"SUMIFS(Data!O:O,Data!$A:$A,$A222,Data!O:O,\">=\"&0)*1000","v":18.813899899999999},{"$f":"SUMIFS(Data!R:R,Data!$A:$A,$A222,Data!R:R,\">=\"&0)","v":24420.488300000005},{"$f":"SUMIFS(Data!S:S,Data!$A:$A,$A222,Data!S:S,\">=\"&0)","v":24344.120930000001},{"$f":"SUMIFS(Data!AA:AA,Data!$A:$A,$A222,Data!AA:AA,\">=\"&0)*1000","v":20.41650001},{"$f":"SUMIFS(Data!AG:AG,Data!$A:$A,$A222,Data!AG:AG,\">=\"&0)*1000","v":18.141899800000001},{"$f":"SUMIFS(Data!AM:AM,Data!$A:$A,$A222,Data!AM:AM,\">=\"&0)*1000","v":20.277400139999997},{"$f":"SUMIFS(Data!AS:AS,Data!$A:$A,$A222,Data!AS:AS,\">=\"&0)*1000","v":15.366799999999998},0.29158093366763599,30.283264501352786,25.651243678741075,12.537828094497572,7.8495340005145238,{"$f":"Data!$AZ$5","v":75.3},{"$f":" IF(Data!$AZ$2,1,R222) * (1 + E222/F222)","v":11.784441241765084},0.31271843978649499,-0.24909369885514387,9.8755422178228756]
[218,{"$f":"SUMIF(Data!$A:$A,$A223,Data!G:G)/ SUMIF(Data!$A:$A,$A223,Data!F:F)","v":0.69714285714285718},{"$f":"SUMIFS(Data!L:L,Data!$A:$A,$A223,Data!L:L,\">=\"&0)","v":30779.188000000006},{"$f":"SUMIFS(Data!M:M,Data!$A:$A,$A223,Data!M:M,\">=\"&0)","v":30708.731469999999},{"$f":"SUMIFS(Data!N:N,Data!$A:$A,$A223,Data!N:N,\">=\"&0)*1000","v":235.90880320000002},{"$f":"SUMIFS(Data!O:O,Data!$A:$A,$A223,Data!O:O,\">=\"&0)*1000","v":19.656999899999995},{"$f":"SUMIFS(Data!R:R,Data!$A:$A,$A223,Data!R:R,\">=\"&0)","v":28294.077799999999},{"$f":"SUMIFS(Data!S:S,Data!$A:$A,$A223,Data!S:S,\">=\"&0)","v":28226.36493},{"$f":"SUMIFS(Data!AA:AA,Data!$A:$A,$A223,Data!AA:AA,\">=\"&0)*1000","v":21.334499900000001},{"$f":"SUMIFS(Data!AG:AG,Data!$A:$A,$A223,Data!AG:AG,\">=\"&0)*1000","v":18.787900099999995},{"$f":"SUMIFS(Data!AM:AM,Data!$A:$A,$A223,Data!AM:AM,\">=\"&0)*1000","v":21.272299899999997},{"$f":"SUMIFS(Data!AS:AS,Data!$A:$A,$A223,Data!AS:AS,\">=\"&0)*1000","v":16.125000029999995},0.22890964504978734,30.12084005511807,25.173392142004737,13.554467430875938,7.8628512871773744,{"$f":"Data!$AZ$5","v":75.3},{"$f":" IF(Data!$AZ$2,1,R223) * (1 + E223/F223)","v":13.00126186092111},0.23931817279444742,-0.13532399479498838,8.7944960187262833]
[219,{"$f":"SUMIF(Data!$A:$A,$A224,Data!G:G)/ SUMIF(Data!$A:$A,$A224,Data!F:F)","v":0.85150482680295292},{"$f":"SUMIFS(Data!L:L,Data!$A:$A,$A224,Data!L:L,\">=\"&0)","v":18722.607400000001},{"$f":"SUMIFS(Data!M:M,Data!$A:$A,$A224,Data!M:M,\">=\"&0)","v":18660.497779999998},{"$f":"SUMIFS(Data!N:N,Data!$A:$A,$A224,Data!N:N,\">=\"&0)*1000","v":141.37980099999996},{"$f":"SUMIFS(Data!O:O,Data!$A:$A,$A224,Data!O:O,\">=\"&0)*1000","v":14.745000109999999},{"$f":"SUMIFS(Data!R:R,Data!$A:$A,$A224,Data!R:R,\">=\"&0)","v":16837.438199999997},{"$f":"SUMIFS(Data!S:S,Data!$A:$A,$A224,Data!S:S,\">=\"&0)","v":16775.493329999998},{"$f":"SUMIFS(Data!AA:AA,Data!$A:$A,$A224,Data!AA:AA,\">=\"&0)*1000","v":15.981400299999997},{"$f":"SUMIFS(Data!AG:AG,Data!$A:$A,$A224,Data!AG:AG,\">=\"&0)*1000","v":14.420600199999997},{"$f":"SUMIFS(Data!AM:AM,Data!$A:$A,$A224,Data!AM:AM,\">=\"&0)*1000","v":16.412499900000004},{"$f":"SUMIFS(Data!AS:AS,Data!$A:$A,$A224,Data!AS:AS,\">=\"&0)*1000","v":12.391399997999999},0.33173595254688137,28.927906268169096,25.046380969024717,10.823405949497156,7.7364947175498582,{"$f":"Data!$AZ$5","v":75.3},{"$f":" IF(Data!$AZ$2,1,R224) * (1 + E224/F224)","v":10.588321461192582},0.3678996131371064,-0.38291246354276398,11.236655834311616]
[220,{"$f":"SUMIF(Data!$A:$A,$A225,Data!G:G)/ SUMIF(Data!$A:$A,$A225,Data!F:F)","v":0.6414588361491016},{"$f":"SUMIFS(Data!L:L,Data!$A:$A,$A225,Data!L:L,\">=\"&0)","v":21811.1676998},{"$f":"SUMIFS(Data!M:M,Data!$A:$A,$A225,Data!M:M,\">=\"&0)","v":21765.403737999997},{"$f":"SUMIFS(Data!N:N,Data!$A:$A,$A225,Data!N:N,\">=\"&0)*1000","v":172.19500099999999},{"$f":"SUMIFS(Data!O:O,Data!$A:$A,$A225,Data!O:O,\">=\"&0)*1000","v":12.629399996000002},{"$f":"SUMIFS(Data!R:R,Data!$A:$A,$A225,Data!R:R,\">=\"&0)","v":20251.113089999999},{"$f":"SUMIFS(Data!S:S,Data!$A:$A,$A225,Data!S:S,\">=\"&0)","v":20207.168812499996},{"$f":"SUMIFS(Data!AA:AA,Data!$A:$A,$A225,Data!AA:AA,\">=\"&0)*1000","v":13.711599980000003},{"$f":"SUMIFS(Data!AG:AG,Data!$A:$A,$A225,Data!AG:AG,\">=\"&0)*1000","v":11.937899919000001},{"$f":"SUMIFS(Data!AM:AM,Data!$A:$A,$A225,Data!AM:AM,\">=\"&0)*1000","v":13.941599999999999},{"$f":"SUMIFS(Data!AS:AS,Data!$A:$A,$A225,Data!AS:AS,\">=\"&0)*1000","v":10.374799986000001},0.20981894426689798,29.355164239382002,24.382359332916614,14.857722656704752,7.8925871931686871,{"$f":"Data!$AZ$5","v":75.3},{"$f":" IF(Data!$AZ$2,1,R225) * (1 + E225/F225)","v":14.634456193844347},0.21699685002352875,-0.10504474735895616,7.7112976090746965]
[221,{"$f":"SUMIF(Data!$A:$A,$A226,Data!G:G)/ SUMIF(Data!$A:$A,$A226,Data!F:F)","v":0.41602993918602837},{"$f":"SUMIFS(Data!L:L,Data!$A:$A,$A226,Data!L:L,\">=\"&0)","v":41521.7572},{"$f":"SUMIFS(Data!M:M,Data!$A:$A,$A226,Data!M:M,\">=\"&0)","v":41437.737219999995},{"$f":"SUMIFS(Data!N:N,Data!$A:$A,$A226,Data!N:N,\">=\"&0)*1000","v":329.02130040000003},{"$f":"SUMIFS(Data!O:O,Data!$A:$A,$A226,Data!O:O,\">=\"&0)*1000","v":18.339099996000002},{"$f":"SUMIFS(Data!R:R,Data!$A:$A,$A226,Data!R:R,\">=\"&0)","v":39269.211500000005},{"$f":"SUMIFS(Data!S:S,Data!$A:$A,$A226,Data!S:S,\">=\"&0)","v":39193.009267000001},{"$f":"SUMIFS(Data!AA:AA,Data!$A:$A,$A226,Data!AA:AA,\">=\"&0)*1000","v":19.929600006000001},{"$f":"SUMIFS(Data!AG:AG,Data!$A:$A,$A226,Data!AG:AG,\">=\"&0)*1000","v":16.623299879999998},{"$f":"SUMIFS(Data!AM:AM,Data!$A:$A,$A226,Data!AM:AM,\">=\"&0)*1000","v":19.374599880000002},{"$f":"SUMIFS(Data!AS:AS,Data!$A:$A,$A226,Data!AS:AS,\">=\"&0)*1000","v":14.361599999999999},0.20235169623313673,31.107121761989742,24.511669527508541,19.889553517457227,7.9805917304971663,{"$f":"Data!$AZ$5","v":75.3},{"$f":" IF(Data!$AZ$2,1,R226) * (1 + E226/F226)","v":18.940973137818318},0.19405083547451318,0.15722638064985878,5.7273682092332301]
[222,{"$f":"SUMIF(Data!$A:$A,$A227,Data!G:G)/ SUMIF(Data!$A:$A,$A227,Data!F:F)","v":0.39293394777265744},{"$f":"SUMIFS(Data!L:L,Data!$A:$A,$A227,Data!L:L,\">=\"&0)","v":40872.231600000014},{"$f":"SUMIFS(Data!M:M,Data!$A:$A,$A227,Data!M:M,\">=\"&0)","v":40791.665774000001},{"$f":"SUMIFS(Data!N:N,Data!$A:$A,$A227,Data!N:N,\">=\"&0)*1000","v":328.75540050000006},{"$f":"SUMIFS(Data!O:O,Data!$A:$A,$A227,Data!O:O,\">=\"&0)*1000","v":18.970099999999995},{"$f":"SUMIFS(Data!R:R,Data!$A:$A,$A227,Data!R:R,\">=\"&0)","v":38576.052201999999},{"$f":"SUMIFS(Data!S:S,Data!$A:$A,$A227,Data!S:S,\">=\"&0)","v":38503.362830000005},{"$f":"SUMIFS(Data!AA:AA,Data!$A:$A,$A227,Data!AA:AA,\">=\"&0)*1000","v":20.621300100000006},{"$f":"SUMIFS(Data!AG:AG,Data!$A:$A,$A227,Data!AG:AG,\">=\"&0)*1000","v":17.212599950000001},{"$f":"SUMIFS(Data!AM:AM,Data!$A:$A,$A227,Data!AM:AM,\">=\"&0)*1000","v":19.904300099999997},{"$f":"SUMIFS(Data!AS:AS,Data!$A:$A,$A227,Data!AS:AS,\">=\"&0)*1000","v":14.752299999999998},0.19711628860512898,31.391692519571201,24.775426828893121,19.803516957936406,8.0072550808763516,{"$f":"Data!$AZ$5","v":75.3},{"$f":" IF(Data!$AZ$2,1,R227) * (1 + E227/F227)","v":18.330188059103545},0.18843133978397311,0.15919674517547661,5.9431249008127018]
[223,{"$f":"SUMIF(Data!$A:$A,$A228,Data!G:G)/ SUMIF(Data!$A:$A,$A228,Data!F:F)","v":0.27706185567010311},{"$f":"SUMIFS(Data!L:L,Data!$A:$A,$A228,Data!L:L,\">=\"&0)","v":45421.076200000003},{"$f":"SUMIFS(Data!M:M,Data!$A:$A,$A228,Data!M:M,\">=\"&0)","v":45317.901900000004},{"$f":"SUMIFS(Data!N:N,Data!$A:$A,$A228,Data!N:N,\">=\"&0)*1000","v":370.40699900000004},{"$f":"SUMIFS(Data!O:O,Data!$A:$A,$A228,Data!O:O,\">=\"&0)*1000","v":17.929600019999999},{"$f":"SUMIFS(Data!R:R,Data!$A:$A,$A228,Data!R:R,\">=\"&0)","v":43281.143900000003},{"$f":"SUMIFS(Data!S:S,Data!$A:$A,$A228,Data!S:S,\">=\"&0)","v":43189.121261},{"$f":"SUMIFS(Data!AA:AA,Data!$A:$A,$A228,Data!AA:AA,\">=\"&0)*1000","v":19.512900100000003},{"$f":"SUMIFS(Data!AG:AG,Data!$A:$A,$A228,Data!AG:AG,\">=\"&0)*1000","v":15.832500000000003},{"$f":"SUMIFS(Data!AM:AM,Data!$A:$A,$A228,Data!AM:AM,\">=\"&0)*1000","v":18.749700099999998},{"$f":"SUMIFS(Data!AS:AS,Data!$A:$A,$A228,Data!AS:AS,\">=\"&0)*1000","v":13.76849998},0.22715071643326398,31.53216088816766,24.143579800604364,23.245855676614546,8.1141197458393428,{"$f":"Data!$AZ$5","v":75.3},{"$f":" IF(Data!$AZ$2,1,R228) * (1 + E228/F228)","v":21.658966100014542},0.21261600481867698,0.31480682613382743,4.9289741880492954]
[224,{"$f":"SUMIF(Data!$A:$A,$A229,Data!G:G)/ SUMIF(Data!$A:$A,$A229,Data!F:F)","v":0.53835800807537015},{"$f":"SUMIFS(Data!L:L,Data!$A:$A,$A229,Data!L:L,\">=\"&0)","v":31531.899079999999},{"$f":"SUMIFS(Data!M:M,Data!$A:$A,$A229,Data!M:M,\">=\"&0)","v":31444.876812999999},{"$f":"SUMIFS(Data!N:N,Data!$A:$A,$A229,Data!N:N,\">=\"&0)*1000","v":252.99209950000002},{"$f":"SUMIFS(Data!O:O,Data!$A:$A,$A229,Data!O:O,\">=\"&0)*1000","v":16.209199945999998},{"$f":"SUMIFS(Data!R:R,Data!$A:$A,$A229,Data!R:R,\">=\"&0)","v":29550.788541999998},{"$f":"SUMIFS(Data!S:S,Data!$A:$A,$A229,Data!S:S,\">=\"&0)","v":29469.264833000001},{"$f":"SUMIFS(Data!AA:AA,Data!$A:$A,$A229,Data!AA:AA,\">=\"&0)*1000","v":17.595800004000001},{"$f":"SUMIFS(Data!AG:AG,Data!$A:$A,$A229,Data!AG:AG,\">=\"&0)*1000","v":15.100199893999999},{"$f":"SUMIFS(Data!AM:AM,Data!$A:$A,$A229,Data!AM:AM,\">=\"&0)*1000","v":17.742299979999999},{"$f":"SUMIFS(Data!AS:AS,Data!$A:$A,$A229,Data!AS:AS,\">=\"&0)*1000","v":13.257799999000001},0.27598168692350222,29.673319262747928,24.108373069028673,16.526934262582959,7.8802899423998429,{"$f":"Data!$AZ$5","v":75.3},{"$f":" IF(Data!$AZ$2,1,R229) * (1 + E229/F229)","v":16.607932553292478},0.27587659423750793,1.7453722408375171E-3,6.7039744330088746]
[225,{"$f":"SUMIF(Data!$A:$A,$A230,Data!G:G)/ SUMIF(Data!$A:$A,$A230,Data!F:F)","v":0.53342245989304815},{"$f":"SUMIFS(Data!L:L,Data!$A:$A,$A230,Data!L:L,\">=\"&0)","v":31887.776499999996},{"$f":"SUMIFS(Data!M:M,Data!$A:$A,$A230,Data!M:M,\">=\"&0)","v":31804.670218600004},{"$f":"SUMIFS(Data!N:N,Data!$A:$A,$A230,Data!N:N,\">=\"&0)*1000","v":255.43440099999998},{"$f":"SUMIFS(Data!O:O,Data!$A:$A,$A230,Data!O:O,\">=\"&0)*1000","v":16.663699996000002},{"$f":"SUMIFS(Data!R:R,Data!$A:$A,$A230,Data!R:R,\">=\"&0)","v":29851.435379999995},{"$f":"SUMIFS(Data!S:S,Data!$A:$A,$A230,Data!S:S,\">=\"&0)","v":29773.683727899999},{"$f":"SUMIFS(Data!AA:AA,Data!$A:$A,$A230,Data!AA:AA,\">=\"&0)*1000","v":18.0982001},{"$f":"SUMIFS(Data!AG:AG,Data!$A:$A,$A230,Data!AG:AG,\">=\"&0)*1000","v":15.526099899000002},{"$f":"SUMIFS(Data!AM:AM,Data!$A:$A,$A230,Data!AM:AM,\">=\"&0)*1000","v":18.040099999999999},{"$f":"SUMIFS(Data!AS:AS,Data!$A:$A,$A230,Data!AS:AS,\">=\"&0)*1000","v":13.507700000000002},0.26062112358317757,30.128188377018798,24.453269567999296,16.566299442435373,7.926203136631238,{"$f":"Data!$AZ$5","v":75.3},{"$f":" IF(Data!$AZ$2,1,R230) * (1 + E230/F230)","v":16.328792588759704},0.26046202170930965,2.5979414988722294E-3,6.8214148751665205]
[226,{"$f":"SUMIF(Data!$A:$A,$A231,Data!G:G)/ SUMIF(Data!$A:$A,$A231,Data!F:F)","v":0.98524665744582762},{"$f":"SUMIFS(Data!L:L,Data!$A:$A,$A231,Data!L:L,\">=\"&0)","v":10239.9159},{"$f":"SUMIFS(Data!M:M,Data!$A:$A,$A231,Data!M:M,\">=\"&0)","v":10182.840595900001},{"$f":"SUMIFS(Data!N:N,Data!$A:$A,$A231,Data!N:N,\">=\"&0)*1000","v":78.641199999999998},{"$f":"SUMIFS(Data!O:O,Data!$A:$A,$A231,Data!O:O,\">=\"&0)*1000","v":9.9540999994999986},{"$f":"SUMIFS(Data!R:R,Data!$A:$A,$A231,Data!R:R,\">=\"&0)","v":8979.1037699999997},{"$f":"SUMIFS(Data!S:S,Data!$A:$A,$A231,Data!S:S,\">=\"&0)","v":8922.2807603999991},{"$f":"SUMIFS(Data!AA:AA,Data!$A:$A,$A231,Data!AA:AA,\">=\"&0)*1000","v":10.773600000000002},{"$f":"SUMIFS(Data!AG:AG,Data!$A:$A,$A231,Data!AG:AG,\">=\"&0)*1000","v":9.9007000089999995},{"$f":"SUMIFS(Data!AM:AM,Data!$A:$A,$A231,Data!AM:AM,\">=\"&0)*1000","v":11.371400100000001},{"$f":"SUMIFS(Data!AS:AS,Data!$A:$A,$A231,Data!AS:AS,\">=\"&0)*1000","v":8.6828999549999981},0.55738059430740938,27.776455020425526,24.529663337622772,8.8165482259487948,7.6065567730378199,{"$f":"Data!$AZ$5","v":75.3},{"$f":" IF(Data!$AZ$2,1,R231) * (1 + E231/F231)","v":8.9003827572508012},0.63283609428650878,-0.6715828309537144,14.128224266319656]
[227,{"$f":"SUMIF(Data!$A:$A,$A232,Data!G:G)/ SUMIF(Data!$A:$A,$A232,Data!F:F)","v":0.16880430285477865},{"$f":"SUMIFS(Data!L:L,Data!$A:$A,$A232,Data!L:L,\">=\"&0)","v":48720.971000000005},{"$f":"SUMIFS(Data!M:M,Data!$A:$A,$A232,Data!M:M,\">=\"&0)","v":48596.077403999996},{"$f":"SUMIFS(Data!N:N,Data!$A:$A,$A232,Data!N:N,\">=\"&0)*1000","v":399.11620199999999},{"$f":"SUMIFS(Data!O:O,Data!$A:$A,$A232,Data!O:O,\">=\"&0)*1000","v":17.445300070000002},{"$f":"SUMIFS(Data!R:R,Data!$A:$A,$A232,Data!R:R,\">=\"&0)","v":46647.828400000006},{"$f":"SUMIFS(Data!S:S,Data!$A:$A,$A232,Data!S:S,\">=\"&0)","v":46537.029663000008},{"$f":"SUMIFS(Data!AA:AA,Data!$A:$A,$A232,Data!AA:AA,\">=\"&0)*1000","v":19.012199984000002},{"$f":"SUMIFS(Data!AG:AG,Data!$A:$A,$A232,Data!AG:AG,\">=\"&0)*1000","v":15.073999896},{"$f":"SUMIFS(Data!AM:AM,Data!$A:$A,$A232,Data!AM:AM,\">=\"&0)*1000","v":17.851800119999996},{"$f":"SUMIFS(Data!AS:AS,Data!$A:$A,$A232,Data!AS:AS,\">=\"&0)*1000","v":13.066999982000002},0.25634463648109346,32.42517938165134,24.194532386129943,26.125780251896067,8.2415497171218881,{"$f":"Data!$AZ$5","v":75.3},{"$f":" IF(Data!$AZ$2,1,R232) * (1 + E232/F232)","v":23.878150584887013},0.23752174710023014,0.44945578707892508,4.4245362368648733]
[228,{"$f":"SUMIF(Data!$A:$A,$A233,Data!G:G)/ SUMIF(Data!$A:$A,$A233,Data!F:F)","v":0.76006918705213744},{"$f":"SUMIFS(Data!L:L,Data!$A:$A,$A233,Data!L:L,\">=\"&0)","v":24083.935070000003},{"$f":"SUMIFS(Data!M:M,Data!$A:$A,$A233,Data!M:M,\">=\"&0)","v":24008.412453999998},{"$f":"SUMIFS(Data!N:N,Data!$A:$A,$A233,Data!N:N,\">=\"&0)*1000","v":187.1583},{"$f":"SUMIFS(Data!O:O,Data!$A:$A,$A233,Data!O:O,\">=\"&0)*1000","v":15.367000100000002},{"$f":"SUMIFS(Data!R:R,Data!$A:$A,$A233,Data!R:R,\">=\"&0)","v":22141.7618},{"$f":"SUMIFS(Data!S:S,Data!$A:$A,$A233,Data!S:S,\">=\"&0)","v":22067.574777999998},{"$f":"SUMIFS(Data!AA:AA,Data!$A:$A,$A233,Data!AA:AA,\">=\"&0)*1000","v":16.6671999},{"$f":"SUMIFS(Data!AG:AG,Data!$A:$A,$A233,Data!AG:AG,\">=\"&0)*1000","v":14.780500200000001},{"$f":"SUMIFS(Data!AM:AM,Data!$A:$A,$A233,Data!AM:AM,\">=\"&0)*1000","v":16.905699899999998},{"$f":"SUMIFS(Data!AS:AS,Data!$A:$A,$A233,Data!AS:AS,\">=\"&0)*1000","v":12.925000069999999},0.31358088194682066,29.400859119789502,24.661241010980728,12.764789245765851,7.8009492164307526,{"$f":"Data!$AZ$5","v":75.3},{"$f":" IF(Data!$AZ$2,1,R233) * (1 + E233/F233)","v":13.179234644502928},0.33505473805612834,-0.28300898838685873,8.7949749599801628]
[229,{"$f":"SUMIF(Data!$A:$A,$A234,Data!G:G)/ SUMIF(Data!$A:$A,$A234,Data!F:F)","v":0.69027531083481353},{"$f":"SUMIFS(Data!L:L,Data!$A:$A,$A234,Data!L:L,\">=\"&0)","v":28847.530901000002},{"$f":"SUMIFS(Data!M:M,Data!$A:$A,$A234,Data!M:M,\">=\"&0)","v":28771.100442999999},{"$f":"SUMIFS(Data!N:N,Data!$A:$A,$A234,Data!N:N,\">=\"&0)*1000","v":222.61240051999994},{"$f":"SUMIFS(Data!O:O,Data!$A:$A,$A234,Data!O:O,\">=\"&0)*1000","v":16.071700004},{"$f":"SUMIFS(Data!R:R,Data!$A:$A,$A234,Data!R:R,\">=\"&0)","v":26808.7690005},{"$f":"SUMIFS(Data!S:S,Data!$A:$A,$A234,Data!S:S,\">=\"&0)","v":26734.804482000003},{"$f":"SUMIFS(Data!AA:AA,Data!$A:$A,$A234,Data!AA:AA,\">=\"&0)*1000","v":17.459},{"$f":"SUMIFS(Data!AG:AG,Data!$A:$A,$A234,Data!AG:AG,\">=\"&0)*1000","v":15.2446001},{"$f":"SUMIFS(Data!AM:AM,Data!$A:$A,$A234,Data!AM:AM,\">=\"&0)*1000","v":17.407399899999998},{"$f":"SUMIFS(Data!AS:AS,Data!$A:$A,$A234,Data!AS:AS,\">=\"&0)*1000","v":13.337399899999999},0.26494627308763219,30.126781572481576,24.68599557739558,14.525798548169199,7.9460449968497553,{"$f":"Data!$AZ$5","v":75.3},{"$f":" IF(Data!$AZ$2,1,R234) * (1 + E234/F234)","v":14.851204319679631},0.27589673549955884,-0.16262755467449455,7.616648037845164]
[230,{"$f":"SUMIF(Data!$A:$A,$A235,Data!G:G)/ SUMIF(Data!$A:$A,$A235,Data!F:F)","v":0.20145839290820702},{"$f":"SUMIFS(Data!L:L,Data!$A:$A,$A235,Data!L:L,\">=\"&0)","v":47823.468099999998},{"$f":"SUMIFS(Data!M:M,Data!$A:$A,$A235,Data!M:M,\">=\"&0)","v":47693.526452999999},{"$f":"SUMIFS(Data!N:N,Data!$A:$A,$A235,Data!N:N,\">=\"&0)*1000","v":385.90750200000008},{"$f":"SUMIFS(Data!O:O,Data!$A:$A,$A235,Data!O:O,\">=\"&0)*1000","v":17.020200000000003},{"$f":"SUMIFS(Data!R:R,Data!$A:$A,$A235,Data!R:R,\">=\"&0)","v":45766.260100000007},{"$f":"SUMIFS(Data!S:S,Data!$A:$A,$A235,Data!S:S,\">=\"&0)","v":45649.840104000003},{"$f":"SUMIFS(Data!AA:AA,Data!$A:$A,$A235,Data!AA:AA,\">=\"&0)*1000","v":18.561899999999998},{"$f":"SUMIFS(Data!AG:AG,Data!$A:$A,$A235,Data!AG:AG,\">=\"&0)*1000","v":14.723600089999998},{"$f":"SUMIFS(Data!AM:AM,Data!$A:$A,$A235,Data!AM:AM,\">=\"&0)*1000","v":17.345000220000003},{"$f":"SUMIFS(Data!AS:AS,Data!$A:$A,$A235,Data!AS:AS,\">=\"&0)*1000","v":12.741100099999999},0.27171104932893742,32.643193267190149,24.30613162389804,26.069031259595967,8.3057230132690947,{"$f":"Data!$AZ$5","v":75.3},{"$f":" IF(Data!$AZ$2,1,R235) * (1 + E235/F235)","v":23.673499841364968},0.25437952706999573,0.41029778944766948,4.4768751529995487]
[231,{"$f":"SUMIF(Data!$A:$A,$A236,Data!G:G)/ SUMIF(Data!$A:$A,$A236,Data!F:F)","v":0.14622641509433962},{"$f":"SUMIFS(Data!L:L,Data!$A:$A,$A236,Data!L:L,\">=\"&0)","v":49528.108999999989},{"$f":"SUMIFS(Data!M:M,Data!$A:$A,$A236,Data!M:M,\">=\"&0)","v":49385.486326999999},{"$f":"SUMIFS(Data!N:N,Data!$A:$A,$A236,Data!N:N,\">=\"&0)*1000","v":401.96609600000005},{"$f":"SUMIFS(Data!O:O,Data!$A:$A,$A236,Data!O:O,\">=\"&0)*1000","v":17.555800102999996},{"$f":"SUMIFS(Data!R:R,Data!$A:$A,$A236,Data!R:R,\">=\"&0)","v":47427.825100000002},{"$f":"SUMIFS(Data!S:S,Data!$A:$A,$A236,Data!S:S,\">=\"&0)","v":47300.130547999994},{"$f":"SUMIFS(Data!AA:AA,Data!$A:$A,$A236,Data!AA:AA,\">=\"&0)*1000","v":19.155199900000003},{"$f":"SUMIFS(Data!AG:AG,Data!$A:$A,$A236,Data!AG:AG,\">=\"&0)*1000","v":15.092199909999998},{"$f":"SUMIFS(Data!AM:AM,Data!$A:$A,$A236,Data!AM:AM,\">=\"&0)*1000","v":17.4695},{"$f":"SUMIFS(Data!AS:AS,Data!$A:$A,$A236,Data!AS:AS,\">=\"&0)*1000","v":12.792200002000001},0.28796308980823554,33.604002096766941,24.917366662355356,26.921191173116419,8.3496899293648568,{"$f":"Data!$AZ$5","v":75.3},{"$f":" IF(Data!$AZ$2,1,R236) * (1 + E236/F236)","v":23.896483990570768},0.26923973791918221,0.44742227866658585,4.4087738338983939]
[232,{"$f":"SUMIF(Data!$A:$A,$A237,Data!G:G)/ SUMIF(Data!$A:$A,$A237,Data!F:F)","v":0.48217989817084667},{"$f":"SUMIFS(Data!L:L,Data!$A:$A,$A237,Data!L:L,\">=\"&0)","v":33811.567200000005},{"$f":"SUMIFS(Data!M:M,Data!$A:$A,$A237,Data!M:M,\">=\"&0)","v":33694.9159382},{"$f":"SUMIFS(Data!N:N,Data!$A:$A,$A237,Data!N:N,\">=\"&0)*1000","v":269.20649849000006},{"$f":"SUMIFS(Data!O:O,Data!$A:$A,$A237,Data!O:O,\">=\"&0)*1000","v":16.364100000000001},{"$f":"SUMIFS(Data!R:R,Data!$A:$A,$A237,Data!R:R,\">=\"&0)","v":31791.656799900004},{"$f":"SUMIFS(Data!S:S,Data!$A:$A,$A237,Data!S:S,\">=\"&0)","v":31681.624357000004},{"$f":"SUMIFS(Data!AA:AA,Data!$A:$A,$A237,Data!AA:AA,\">=\"&0)*1000","v":17.788299899000002},{"$f":"SUMIFS(Data!AG:AG,Data!$A:$A,$A237,Data!AG:AG,\">=\"&0)*1000","v":15.079100180000001},{"$f":"SUMIFS(Data!AM:AM,Data!$A:$A,$A237,Data!AM:AM,\">=\"&0)*1000","v":17.299100000000003},{"$f":"SUMIFS(Data!AS:AS,Data!$A:$A,$A237,Data!AS:AS,\">=\"&0)*1000","v":12.9639998},0.34500400738598458,31.128462726190271,24.879011516273604,17.96658743996753,8.0063856978263797,{"$f":"Data!$AZ$5","v":75.3},{"$f":" IF(Data!$AZ$2,1,R237) * (1 + E237/F237)","v":17.451042128195258},0.34610477708838816,-1.9209578450085852E-2,6.3547612285073996]
[233,{"$f":"SUMIF(Data!$A:$A,$A238,Data!G:G)/ SUMIF(Data!$A:$A,$A238,Data!F:F)","v":0.18543046357615894},{"$f":"SUMIFS(Data!L:L,Data!$A:$A,$A238,Data!L:L,\">=\"&0)","v":47650.6138995},{"$f":"SUMIFS(Data!M:M,Data!$A:$A,$A238,Data!M:M,\">=\"&0)","v":47495.207017999994},{"$f":"SUMIFS(Data!N:N,Data!$A:$A,$A238,Data!N:N,\">=\"&0)*1000","v":382.86820051999996},{"$f":"SUMIFS(Data!O:O,Data!$A:$A,$A238,Data!O:O,\">=\"&0)*1000","v":16.879000099999999},{"$f":"SUMIFS(Data!R:R,Data!$A:$A,$A238,Data!R:R,\">=\"&0)","v":45604.545099999996},{"$f":"SUMIFS(Data!S:S,Data!$A:$A,$A238,Data!S:S,\">=\"&0)","v":45462.028823000001},{"$f":"SUMIFS(Data!AA:AA,Data!$A:$A,$A238,Data!AA:AA,\">=\"&0)*1000","v":18.410000100000001},{"$f":"SUMIFS(Data!AG:AG,Data!$A:$A,$A238,Data!AG:AG,\">=\"&0)*1000","v":14.6005},{"$f":"SUMIFS(Data!AM:AM,Data!$A:$A,$A238,Data!AM:AM,\">=\"&0)*1000","v":17.189799900000004},{"$f":"SUMIFS(Data!AS:AS,Data!$A:$A,$A238,Data!AS:AS,\">=\"&0)*1000","v":12.6147001},0.32613825674476171,32.667046082798009,24.340451545996871,26.091572891339343,8.316132491493045,{"$f":"Data!$AZ$5","v":75.3},{"$f":" IF(Data!$AZ$2,1,R238) * (1 + E238/F238)","v":23.683109085353934},0.31250454683297607,0.32288863907889048,4.4722557431739141]
[234,{"$f":"SUMIF(Data!$A:$A,$A239,Data!G:G)/ SUMIF(Data!$A:$A,$A239,Data!F:F)","v":0.54367954911433169},{"$f":"SUMIFS(Data!L:L,Data!$A:$A,$A239,Data!L:L,\">=\"&0)","v":30444.321999999996},{"$f":"SUMIFS(Data!M:M,Data!$A:$A,$A239,Data!M:M,\">=\"&0)","v":30337.245482099999},{"$f":"SUMIFS(Data!N:N,Data!$A:$A,$A239,Data!N:N,\">=\"&0)*1000","v":244.138300004},{"$f":"SUMIFS(Data!O:O,Data!$A:$A,$A239,Data!O:O,\">=\"&0)*1000","v":15.9506},{"$f":"SUMIFS(Data!R:R,Data!$A:$A,$A239,Data!R:R,\">=\"&0)","v":28490.021100000002},{"$f":"SUMIFS(Data!S:S,Data!$A:$A,$A239,Data!S:S,\">=\"&0)","v":28389.098209799999},{"$f":"SUMIFS(Data!AA:AA,Data!$A:$A,$A239,Data!AA:AA,\">=\"&0)*1000","v":17.317799998000002},{"$f":"SUMIFS(Data!AG:AG,Data!$A:$A,$A239,Data!AG:AG,\">=\"&0)*1000","v":14.8723001},{"$f":"SUMIFS(Data!AM:AM,Data!$A:$A,$A239,Data!AM:AM,\">=\"&0)*1000","v":17.164199941},{"$f":"SUMIFS(Data!AS:AS,Data!$A:$A,$A239,Data!AS:AS,\">=\"&0)*1000","v":12.906299929999999},0.35171260473462762,30.360741343392718,24.617299995117243,16.443320008046381,7.8947672230762382,{"$f":"Data!$AZ$5","v":75.3},{"$f":" IF(Data!$AZ$2,1,R239) * (1 + E239/F239)","v":16.305900718719045},0.35423943648817852,-4.1202267706307652E-2,6.8623076996066512]
[235,{"$f":"SUMIF(Data!$A:$A,$A240,Data!G:G)/ SUMIF(Data!$A:$A,$A240,Data!F:F)","v":0.8239871210088543},{"$f":"SUMIFS(Data!L:L,Data!$A:$A,$A240,Data!L:L,\">=\"&0)","v":19465.445200000002},{"$f":"SUMIFS(Data!M:M,Data!$A:$A,$A240,Data!M:M,\">=\"&0)","v":19385.74672875},{"$f":"SUMIFS(Data!N:N,Data!$A:$A,$A240,Data!N:N,\">=\"&0)*1000","v":147.09619989999999},{"$f":"SUMIFS(Data!O:O,Data!$A:$A,$A240,Data!O:O,\">=\"&0)*1000","v":15.766200097000002},{"$f":"SUMIFS(Data!R:R,Data!$A:$A,$A240,Data!R:R,\">=\"&0)","v":17467.333899999998},{"$f":"SUMIFS(Data!S:S,Data!$A:$A,$A240,Data!S:S,\">=\"&0)","v":17389.200662669999},{"$f":"SUMIFS(Data!AA:AA,Data!$A:$A,$A240,Data!AA:AA,\">=\"&0)*1000","v":17.085699800000004},{"$f":"SUMIFS(Data!AG:AG,Data!$A:$A,$A240,Data!AG:AG,\">=\"&0)*1000","v":15.417700099999999},{"$f":"SUMIFS(Data!AM:AM,Data!$A:$A,$A240,Data!AM:AM,\">=\"&0)*1000","v":17.436500001000002},{"$f":"SUMIFS(Data!AS:AS,Data!$A:$A,$A240,Data!AS:AS,\">=\"&0)*1000","v":13.237299940399998},0.40943564573597113,29.164602314875481,25.192417908491965,10.818732295876,7.7228308962797199,{"$f":"Data!$AZ$5","v":75.3},{"$f":" IF(Data!$AZ$2,1,R240) * (1 + E240/F240)","v":10.3298447942437},0.44731060720147597,-0.39124247352662594,11.481528707446898]
[236,{"$f":"SUMIF(Data!$A:$A,$A241,Data!G:G)/ SUMIF(Data!$A:$A,$A241,Data!F:F)","v":0.7471074380165289},{"$f":"SUMIFS(Data!L:L,Data!$A:$A,$A241,Data!L:L,\">=\"&0)","v":26182.5206},{"$f":"SUMIFS(Data!M:M,Data!$A:$A,$A241,Data!M:M,\">=\"&0)","v":26101.490896999996},{"$f":"SUMIFS(Data!N:N,Data!$A:$A,$A241,Data!N:N,\">=\"&0)*1000","v":201.75860170000001},{"$f":"SUMIFS(Data!O:O,Data!$A:$A,$A241,Data!O:O,\">=\"&0)*1000","v":15.907300020000001},{"$f":"SUMIFS(Data!R:R,Data!$A:$A,$A241,Data!R:R,\">=\"&0)","v":24166.430999},{"$f":"SUMIFS(Data!S:S,Data!$A:$A,$A241,Data!S:S,\">=\"&0)","v":24085.599300000002},{"$f":"SUMIFS(Data!AA:AA,Data!$A:$A,$A241,Data!AA:AA,\">=\"&0)*1000","v":17.266100039999998},{"$f":"SUMIFS(Data!AG:AG,Data!$A:$A,$A241,Data!AG:AG,\">=\"&0)*1000","v":15.234700021999998},{"$f":"SUMIFS(Data!AM:AM,Data!$A:$A,$A241,Data!AM:AM,\">=\"&0)*1000","v":17.294099918000008},{"$f":"SUMIFS(Data!AS:AS,Data!$A:$A,$A241,Data!AS:AS,\">=\"&0)*1000","v":13.2493},0.30948014607884539,29.930775616674122,24.908524679217507,13.334033588232863,7.869756440957099,{"$f":"Data!$AZ$5","v":75.3},{"$f":" IF(Data!$AZ$2,1,R241) * (1 + E241/F241)","v":13.683397021891336},0.33447925762535341,-0.34207276848541723,8.3696966469088316]
[237,{"$f":"SUMIF(Data!$A:$A,$A242,Data!G:G)/ SUMIF(Data!$A:$A,$A242,Data!F:F)","v":0.48208236762346229},{"$f":"SUMIFS(Data!L:L,Data!$A:$A,$A242,Data!L:L,\">=\"&0)","v":33888.061339899992},{"$f":"SUMIFS(Data!M:M,Data!$A:$A,$A242,Data!M:M,\">=\"&0)","v":33806.295154500003},{"$f":"SUMIFS(Data!N:N,Data!$A:$A,$A242,Data!N:N,\">=\"&0)*1000","v":268.67190000400001},{"$f":"SUMIFS(Data!O:O,Data!$A:$A,$A242,Data!O:O,\">=\"&0)*1000","v":18.098700049999998},{"$f":"SUMIFS(Data!R:R,Data!$A:$A,$A242,Data!R:R,\">=\"&0)","v":31658.323479999999},{"$f":"SUMIFS(Data!S:S,Data!$A:$A,$A242,Data!S:S,\">=\"&0)","v":31581.620003000007},{"$f":"SUMIFS(Data!AA:AA,Data!$A:$A,$A242,Data!AA:AA,\">=\"&0)*1000","v":19.659400200000004},{"$f":"SUMIFS(Data!AG:AG,Data!$A:$A,$A242,Data!AG:AG,\">=\"&0)*1000","v":16.822599900000004},{"$f":"SUMIFS(Data!AM:AM,Data!$A:$A,$A242,Data!AM:AM,\">=\"&0)*1000","v":19.296800001000001},{"$f":"SUMIFS(Data!AS:AS,Data!$A:$A,$A242,Data!AS:AS,\">=\"&0)*1000","v":14.435199920000001},0.24128316040232417,30.745845386207531,24.910728855156943,16.86303137959073,7.93869667498811,{"$f":"Data!$AZ$5","v":75.3},{"$f":" IF(Data!$AZ$2,1,R242) * (1 + E242/F242)","v":15.844817542793635},0.2422853410050248,-1.5879368794718452E-2,7.0442084709038566]
[238,{"$f":"SUMIF(Data!$A:$A,$A243,Data!G:G)/ SUMIF(Data!$A:$A,$A243,Data!F:F)","v":0.4832286995515695},{"$f":"SUMIFS(Data!L:L,Data!$A:$A,$A243,Data!L:L,\">=\"&0)","v":34482.674329999994},{"$f":"SUMIFS(Data!M:M,Data!$A:$A,$A243,Data!M:M,\">=\"&0)","v":34400.949526300006},{"$f":"SUMIFS(Data!N:N,Data!$A:$A,$A243,Data!N:N,\">=\"&0)*1000","v":272.26250099999999},{"$f":"SUMIFS(Data!O:O,Data!$A:$A,$A243,Data!O:O,\">=\"&0)*1000","v":17.761599999999998},{"$f":"SUMIFS(Data!R:R,Data!$A:$A,$A243,Data!R:R,\">=\"&0)","v":32286.352900000005},{"$f":"SUMIFS(Data!S:S,Data!$A:$A,$A243,Data!S:S,\">=\"&0)","v":32211.0604346},{"$f":"SUMIFS(Data!AA:AA,Data!$A:$A,$A243,Data!AA:AA,\">=\"&0)*1000","v":19.295900029000002},{"$f":"SUMIFS(Data!AG:AG,Data!$A:$A,$A243,Data!AG:AG,\">=\"&0)*1000","v":16.422600060000001},{"$f":"SUMIFS(Data!AM:AM,Data!$A:$A,$A243,Data!AM:AM,\">=\"&0)*1000","v":18.753199969999997},{"$f":"SUMIFS(Data!AS:AS,Data!$A:$A,$A243,Data!AS:AS,\">=\"&0)*1000","v":14.044699999999997},0.23700251006601125,31.152596500919177,25.050228470108713,17.496011341093332,7.9514302348897452,{"$f":"Data!$AZ$5","v":75.3},{"$f":" IF(Data!$AZ$2,1,R243) * (1 + E243/F243)","v":16.328714811728673},0.23320213848001797,6.2055183806281236E-2,6.7985625501099767]
[239,{"$f":"SUMIF(Data!$A:$A,$A244,Data!G:G)/ SUMIF(Data!$A:$A,$A244,Data!F:F)","v":0.63047664901299949},{"$f":"SUMIFS(Data!L:L,Data!$A:$A,$A244,Data!L:L,\">=\"&0)","v":22246.476800030003},{"$f":"SUMIFS(Data!M:M,Data!$A:$A,$A244,Data!M:M,\">=\"&0)","v":22167.589986400002},{"$f":"SUMIFS(Data!N:N,Data!$A:$A,$A244,Data!N:N,\">=\"&0)*1000","v":170.02169900000001},{"$f":"SUMIFS(Data!O:O,Data!$A:$A,$A244,Data!O:O,\">=\"&0)*1000","v":15.972399799999998},{"$f":"SUMIFS(Data!R:R,Data!$A:$A,$A244,Data!R:R,\">=\"&0)","v":20233.304499999998},{"$f":"SUMIFS(Data!S:S,Data!$A:$A,$A244,Data!S:S,\">=\"&0)","v":20159.49391642},{"$f":"SUMIFS(Data!AA:AA,Data!$A:$A,$A244,Data!AA:AA,\">=\"&0)*1000","v":17.360000180000004},{"$f":"SUMIFS(Data!AG:AG,Data!$A:$A,$A244,Data!AG:AG,\">=\"&0)*1000","v":15.36430002},{"$f":"SUMIFS(Data!AM:AM,Data!$A:$A,$A244,Data!AM:AM,\">=\"&0)*1000","v":17.599499999999995},{"$f":"SUMIFS(Data!AS:AS,Data!$A:$A,$A244,Data!AS:AS,\">=\"&0)*1000","v":13.203199926000002},0.35460362707812815,29.455224129452834,24.915724717657209,12.989203266026838,7.9930896636661526,{"$f":"Data!$AZ$5","v":75.3},{"$f":" IF(Data!$AZ$2,1,R244) * (1 + E244/F244)","v":11.644718459902315},0.36479747329457685,-0.11870446921408553,9.9610440535136568]
[240,{"$f":"SUMIF(Data!$A:$A,$A245,Data!G:G)/ SUMIF(Data!$A:$A,$A245,Data!F:F)","v":0.52255993958844627},{"$f":"SUMIFS(Data!L:L,Data!$A:$A,$A245,Data!L:L,\">=\"&0)","v":34285.298599999995},{"$f":"SUMIFS(Data!M:M,Data!$A:$A,$A245,Data!M:M,\">=\"&0)","v":34211.784599999999},{"$f":"SUMIFS(Data!N:N,Data!$A:$A,$A245,Data!N:N,\">=\"&0)*1000","v":269.33539999999999},{"$f":"SUMIFS(Data!O:O,Data!$A:$A,$A245,Data!O:O,\">=\"&0)*1000","v":16.285299900000002},{"$f":"SUMIFS(Data!R:R,Data!$A:$A,$A245,Data!R:R,\">=\"&0)","v":32258.498500000002},{"$f":"SUMIFS(Data!S:S,Data!$A:$A,$A245,Data!S:S,\">=\"&0)","v":32191.2166},{"$f":"SUMIFS(Data!AA:AA,Data!$A:$A,$A245,Data!AA:AA,\">=\"&0)*1000","v":17.700900100000002},{"$f":"SUMIFS(Data!AG:AG,Data!$A:$A,$A245,Data!AG:AG,\">=\"&0)*1000","v":15.000699880000001},{"$f":"SUMIFS(Data!AM:AM,Data!$A:$A,$A245,Data!AM:AM,\">=\"&0)*1000","v":17.304700200000003},{"$f":"SUMIFS(Data!AS:AS,Data!$A:$A,$A245,Data!AS:AS,\">=\"&0)*1000","v":12.9863},0.21441843297813828,30.917469159064972,24.664690132239247,18.000494920907649,7.9973345536253237,{"$f":"Data!$AZ$5","v":75.3},{"$f":" IF(Data!$AZ$2,1,R245) * (1 + E245/F245)","v":17.538559415783308},0.20857108398892704,0.10255407767210185,6.2767680547991533]
[241,{"$f":"SUMIF(Data!$A:$A,$A246,Data!G:G)/ SUMIF(Data!$A:$A,$A246,Data!F:F)","v":0.42648888888888886},{"$f":"SUMIFS(Data!L:L,Data!$A:$A,$A246,Data!L:L,\">=\"&0)","v":34537.965299999996},{"$f":"SUMIFS(Data!M:M,Data!$A:$A,$A246,Data!M:M,\">=\"&0)","v":34466.531000000003},{"$f":"SUMIFS(Data!N:N,Data!$A:$A,$A246,Data!N:N,\">=\"&0)*1000","v":278.15310000000005},{"$f":"SUMIFS(Data!O:O,Data!$A:$A,$A246,Data!O:O,\">=\"&0)*1000","v":16.9542},{"$f":"SUMIFS(Data!R:R,Data!$A:$A,$A246,Data!R:R,\">=\"&0)","v":32486.215699999997},{"$f":"SUMIFS(Data!S:S,Data!$A:$A,$A246,Data!S:S,\">=\"&0)","v":32420.2634},{"$f":"SUMIFS(Data!AA:AA,Data!$A:$A,$A246,Data!AA:AA,\">=\"&0)*1000","v":18.427799800000003},{"$f":"SUMIFS(Data!AG:AG,Data!$A:$A,$A246,Data!AG:AG,\">=\"&0)*1000","v":15.5458999},{"$f":"SUMIFS(Data!AM:AM,Data!$A:$A,$A246,Data!AM:AM,\">=\"&0)*1000","v":18.080600030000006},{"$f":"SUMIFS(Data!AS:AS,Data!$A:$A,$A246,Data!AS:AS,\">=\"&0)*1000","v":13.480499979999999},0.20682833913204937,30.754765692541831,24.489902170714739,18.538006281643437,7.9966128132128,{"$f":"Data!$AZ$5","v":75.3},{"$f":" IF(Data!$AZ$2,1,R246) * (1 + E246/F246)","v":17.406147149378917},0.20301625960082878,6.6353617265561007E-2,6.3116933220227933]
[242,{"$f":"SUMIF(Data!$A:$A,$A247,Data!G:G)/ SUMIF(Data!$A:$A,$A247,Data!F:F)","v":0.32637162274158793},{"$f":"SUMIFS(Data!L:L,Data!$A:$A,$A247,Data!L:L,\">=\"&0)","v":39868.858099999998},{"$f":"SUMIFS(Data!M:M,Data!$A:$A,$A247,Data!M:M,\">=\"&0)","v":39780.868000000002},{"$f":"SUMIFS(Data!N:N,Data!$A:$A,$A247,Data!N:N,\">=\"&0)*1000","v":322.20150099999995},{"$f":"SUMIFS(Data!O:O,Data!$A:$A,$A247,Data!O:O,\">=\"&0)*1000","v":16.367099899999999},{"$f":"SUMIFS(Data!R:R,Data!$A:$A,$A247,Data!R:R,\">=\"&0)","v":37889.827400000002},{"$f":"SUMIFS(Data!S:S,Data!$A:$A,$A247,Data!S:S,\">=\"&0)","v":37810.040999999997},{"$f":"SUMIFS(Data!AA:AA,Data!$A:$A,$A247,Data!AA:AA,\">=\"&0)*1000","v":17.829499950000002},{"$f":"SUMIFS(Data!AG:AG,Data!$A:$A,$A247,Data!AG:AG,\">=\"&0)*1000","v":14.548599900000001},{"$f":"SUMIFS(Data!AM:AM,Data!$A:$A,$A247,Data!AM:AM,\">=\"&0)*1000","v":16.867000000000001},{"$f":"SUMIFS(Data!AS:AS,Data!$A:$A,$A247,Data!AS:AS,\">=\"&0)*1000","v":12.5244},0.22069882156969889,32.216414014645608,24.661262607654404,22.551311277726469,8.2021372113691982,{"$f":"Data!$AZ$5","v":75.3},{"$f":" IF(Data!$AZ$2,1,R247) * (1 + E247/F247)","v":20.685924993956931},0.21057472539451183,0.20942629411152575,5.2124434353298055]
[243,{"$f":"SUMIF(Data!$A:$A,$A248,Data!G:G)/ SUMIF(Data!$A:$A,$A248,Data!F:F)","v":0.55951903807615233},{"$f":"SUMIFS(Data!L:L,Data!$A:$A,$A248,Data!L:L,\">=\"&0)","v":30652.025499999996},{"$f":"SUMIFS(Data!M:M,Data!$A:$A,$A248,Data!M:M,\">=\"&0)","v":30590.767760000002},{"$f":"SUMIFS(Data!N:N,Data!$A:$A,$A248,Data!N:N,\">=\"&0)*1000","v":243.96650009999999},{"$f":"SUMIFS(Data!O:O,Data!$A:$A,$A248,Data!O:O,\">=\"&0)*1000","v":16.563399999999998},{"$f":"SUMIFS(Data!R:R,Data!$A:$A,$A248,Data!R:R,\">=\"&0)","v":28612.7461},{"$f":"SUMIFS(Data!S:S,Data!$A:$A,$A248,Data!S:S,\">=\"&0)","v":28555.987079999999},{"$f":"SUMIFS(Data!AA:AA,Data!$A:$A,$A248,Data!AA:AA,\">=\"&0)*1000","v":17.990199999999998},{"$f":"SUMIFS(Data!AG:AG,Data!$A:$A,$A248,Data!AG:AG,\">=\"&0)*1000","v":15.467399910000001},{"$f":"SUMIFS(Data!AM:AM,Data!$A:$A,$A248,Data!AM:AM,\">=\"&0)*1000","v":17.6350996},{"$f":"SUMIFS(Data!AS:AS,Data!$A:$A,$A248,Data!AS:AS,\">=\"&0)*1000","v":13.296300029999998},0.1998489137365283,30.818430061750924,25.003918353389164,16.310434233803917,7.9309846471968033,{"$f":"Data!$AZ$5","v":75.3},{"$f":" IF(Data!$AZ$2,1,R248) * (1 + E248/F248)","v":15.729252454206263},0.19836970489176964,2.3266849351703787E-2,7.1255834172341492]
[244,{"$f":"SUMIF(Data!$A:$A,$A249,Data!G:G)/ SUMIF(Data!$A:$A,$A249,Data!F:F)","v":0.1127862323993742},{"$f":"SUMIFS(Data!L:L,Data!$A:$A,$A249,Data!L:L,\">=\"&0)","v":48526.506399999998},{"$f":"SUMIFS(Data!M:M,Data!$A:$A,$A249,Data!M:M,\">=\"&0)","v":48409.708899999991},{"$f":"SUMIFS(Data!N:N,Data!$A:$A,$A249,Data!N:N,\">=\"&0)*1000","v":400.66539699999998},{"$f":"SUMIFS(Data!O:O,Data!$A:$A,$A249,Data!O:O,\">=\"&0)*1000","v":17.132700020000001},{"$f":"SUMIFS(Data!R:R,Data!$A:$A,$A249,Data!R:R,\">=\"&0)","v":46508.812699999995},{"$f":"SUMIFS(Data!S:S,Data!$A:$A,$A249,Data!S:S,\">=\"&0)","v":46405.411899999999},{"$f":"SUMIFS(Data!AA:AA,Data!$A:$A,$A249,Data!AA:AA,\">=\"&0)*1000","v":18.711400300000001},{"$f":"SUMIFS(Data!AG:AG,Data!$A:$A,$A249,Data!AG:AG,\">=\"&0)*1000","v":14.590600029999999},{"$f":"SUMIFS(Data!AM:AM,Data!$A:$A,$A249,Data!AM:AM,\">=\"&0)*1000","v":16.595800000000001},{"$f":"SUMIFS(Data!AS:AS,Data!$A:$A,$A249,Data!AS:AS,\">=\"&0)*1000","v":12.180200000000001},0.24068804590475909,34.791195534015763,25.458827860313431,28.242843073808821,8.4371038761861143,{"$f":"Data!$AZ$5","v":75.3},{"$f":" IF(Data!$AZ$2,1,R249) * (1 + E249/F249)","v":24.386004338620292},0.22232517666484272,0.44779700895411767,4.3191018416539384]
[245,{"$f":"SUMIF(Data!$A:$A,$A250,Data!G:G)/ SUMIF(Data!$A:$A,$A250,Data!F:F)","v":0.95539823008849556},{"$f":"SUMIFS(Data!L:L,Data!$A:$A,$A250,Data!L:L,\">=\"&0)","v":13924.376399999999},{"$f":"SUMIFS(Data!M:M,Data!$A:$A,$A250,Data!M:M,\">=\"&0)","v":13865.533789999998},{"$f":"SUMIFS(Data!N:N,Data!$A:$A,$A250,Data!N:N,\">=\"&0)*1000","v":104.28989999999999},{"$f":"SUMIFS(Data!O:O,Data!$A:$A,$A250,Data!O:O,\">=\"&0)*1000","v":13.064400000000001},{"$f":"SUMIFS(Data!R:R,Data!$A:$A,$A250,Data!R:R,\">=\"&0)","v":12252.004569999999},{"$f":"SUMIFS(Data!S:S,Data!$A:$A,$A250,Data!S:S,\">=\"&0)","v":12194.846070000001},{"$f":"SUMIFS(Data!AA:AA,Data!$A:$A,$A250,Data!AA:AA,\">=\"&0)*1000","v":14.141600100000002},{"$f":"SUMIFS(Data!AG:AG,Data!$A:$A,$A250,Data!AG:AG,\">=\"&0)*1000","v":12.969800000000001},{"$f":"SUMIFS(Data!AM:AM,Data!$A:$A,$A250,Data!AM:AM,\">=\"&0)*1000","v":14.6848001},{"$f":"SUMIFS(Data!AS:AS,Data!$A:$A,$A250,Data!AS:AS,\">=\"&0)*1000","v":11.26420004},0.42258703951727072,28.411974535251574,24.986259516115428,9.0348355410260872,7.617243398079121,{"$f":"Data!$AZ$5","v":75.3},{"$f":" IF(Data!$AZ$2,1,R250) * (1 + E250/F250)","v":8.9827546615229146},0.46652365883012181,-0.39467187194407083,13.699949227813391]
[246,{"$f":"SUMIF(Data!$A:$A,$A251,Data!G:G)/ SUMIF(Data!$A:$A,$A251,Data!F:F)","v":0.97195858498705778},{"$f":"SUMIFS(Data!L:L,Data!$A:$A,$A251,Data!L:L,\">=\"&0)","v":11370.743700000001},{"$f":"SUMIFS(Data!M:M,Data!$A:$A,$A251,Data!M:M,\">=\"&0)","v":11318.20635},{"$f":"SUMIFS(Data!N:N,Data!$A:$A,$A251,Data!N:N,\">=\"&0)*1000","v":84.361600999999979},{"$f":"SUMIFS(Data!O:O,Data!$A:$A,$A251,Data!O:O,\">=\"&0)*1000","v":10.983800000000002},{"$f":"SUMIFS(Data!R:R,Data!$A:$A,$A251,Data!R:R,\">=\"&0)","v":9941.2400999999991},{"$f":"SUMIFS(Data!S:S,Data!$A:$A,$A251,Data!S:S,\">=\"&0)","v":9890.8308900000011},{"$f":"SUMIFS(Data!AA:AA,Data!$A:$A,$A251,Data!AA:AA,\">=\"&0)*1000","v":11.888899899999998},{"$f":"SUMIFS(Data!AG:AG,Data!$A:$A,$A251,Data!AG:AG,\">=\"&0)*1000","v":10.919999900000001},{"$f":"SUMIFS(Data!AM:AM,Data!$A:$A,$A251,Data!AM:AM,\">=\"&0)*1000","v":12.22219993},{"$f":"SUMIFS(Data!AS:AS,Data!$A:$A,$A251,Data!AS:AS,\">=\"&0)*1000","v":9.3729001299999997},0.46203969930305006,28.830238818673969,25.429754250500423,8.8727107039625395,7.6129827621813533,{"$f":"Data!$AZ$5","v":75.3},{"$f":" IF(Data!$AZ$2,1,R251) * (1 + E251/F251)","v":8.6805478067699671},0.50707164793251491,-0.39090198291007899,14.431299815702324]
[247,{"$f":"SUMIF(Data!$A:$A,$A252,Data!G:G)/ SUMIF(Data!$A:$A,$A252,Data!F:F)","v":0.9476765459202342},{"$f":"SUMIFS(Data!L:L,Data!$A:$A,$A252,Data!L:L,\">=\"&0)","v":13842.6906},{"$f":"SUMIFS(Data!M:M,Data!$A:$A,$A252,Data!M:M,\">=\"&0)","v":13785.057359999999},{"$f":"SUMIFS(Data!N:N,Data!$A:$A,$A252,Data!N:N,\">=\"&0)*1000","v":102.71260050000001},{"$f":"SUMIFS(Data!O:O,Data!$A:$A,$A252,Data!O:O,\">=\"&0)*1000","v":12.678999999999998},{"$f":"SUMIFS(Data!R:R,Data!$A:$A,$A252,Data!R:R,\">=\"&0)","v":12197.515200000002},{"$f":"SUMIFS(Data!S:S,Data!$A:$A,$A252,Data!S:S,\">=\"&0)","v":12141.462239999999},{"$f":"SUMIFS(Data!AA:AA,Data!$A:$A,$A252,Data!AA:AA,\">=\"&0)*1000","v":13.728700120000001},{"$f":"SUMIFS(Data!AG:AG,Data!$A:$A,$A252,Data!AG:AG,\">=\"&0)*1000","v":12.563299999999998},{"$f":"SUMIFS(Data!AM:AM,Data!$A:$A,$A252,Data!AM:AM,\">=\"&0)*1000","v":14.0646},{"$f":"SUMIFS(Data!AS:AS,Data!$A:$A,$A252,Data!AS:AS,\">=\"&0)*1000","v":10.794100019999997},0.41634420406680928,28.972940278079442,25.409570374007462,9.276226150772505,7.6460270151199268,{"$f":"Data!$AZ$5","v":75.3},{"$f":" IF(Data!$AZ$2,1,R252) * (1 + E252/F252)","v":9.1010016957173292},0.45954408812708597,-0.39316221808737023,13.537044282732126]
[248,{"$f":"SUMIF(Data!$A:$A,$A253,Data!G:G)/ SUMIF(Data!$A:$A,$A253,Data!F:F)","v":0.75756073376301436},{"$f":"SUMIFS(Data!L:L,Data!$A:$A,$A253,Data!L:L,\">=\"&0)","v":23236.251800000002},{"$f":"SUMIFS(Data!M:M,Data!$A:$A,$A253,Data!M:M,\">=\"&0)","v":23184.548600000002},{"$f":"SUMIFS(Data!N:N,Data!$A:$A,$A253,Data!N:N,\">=\"&0)*1000","v":173.2175},{"$f":"SUMIFS(Data!O:O,Data!$A:$A,$A253,Data!O:O,\">=\"&0)*1000","v":16.402000100000002},{"$f":"SUMIFS(Data!R:R,Data!$A:$A,$A253,Data!R:R,\">=\"&0)","v":21111.009000000002},{"$f":"SUMIFS(Data!S:S,Data!$A:$A,$A253,Data!S:S,\">=\"&0)","v":21062.324989999997},{"$f":"SUMIFS(Data!AA:AA,Data!$A:$A,$A253,Data!AA:AA,\">=\"&0)*1000","v":17.778800119999996},{"$f":"SUMIFS(Data!AG:AG,Data!$A:$A,$A253,Data!AG:AG,\">=\"&0)*1000","v":15.847099999999999},{"$f":"SUMIFS(Data!AM:AM,Data!$A:$A,$A253,Data!AM:AM,\">=\"&0)*1000","v":17.617200370000003},{"$f":"SUMIFS(Data!AS:AS,Data!$A:$A,$A253,Data!AS:AS,\">=\"&0)*1000","v":13.438300100000001},0.22251093009759826,30.38670401196244,25.764195707881772,12.189612736715215,7.7440547770779133,{"$f":"Data!$AZ$5","v":75.3},{"$f":" IF(Data!$AZ$2,1,R253) * (1 + E253/F253)","v":11.560754721614712},0.23060958384321889,-9.3626549528406391E-2,10.075922819572858]
[249,{"$f":"SUMIF(Data!$A:$A,$A254,Data!G:G)/ SUMIF(Data!$A:$A,$A254,Data!F:F)","v":0.29096189988040322},{"$f":"SUMIFS(Data!L:L,Data!$A:$A,$A254,Data!L:L,\">=\"&0)","v":41112.35183},{"$f":"SUMIFS(Data!M:M,Data!$A:$A,$A254,Data!M:M,\">=\"&0)","v":41018.011129999999},{"$f":"SUMIFS(Data!N:N,Data!$A:$A,$A254,Data!N:N,\">=\"&0)*1000","v":317.69830000000002},{"$f":"SUMIFS(Data!O:O,Data!$A:$A,$A254,Data!O:O,\">=\"&0)*1000","v":15.836799999999998},{"$f":"SUMIFS(Data!R:R,Data!$A:$A,$A254,Data!R:R,\">=\"&0)","v":39108.582870000006},{"$f":"SUMIFS(Data!S:S,Data!$A:$A,$A254,Data!S:S,\">=\"&0)","v":39024.644499999995},{"$f":"SUMIFS(Data!AA:AA,Data!$A:$A,$A254,Data!AA:AA,\">=\"&0)*1000","v":17.260300100000002},{"$f":"SUMIFS(Data!AG:AG,Data!$A:$A,$A254,Data!AG:AG,\">=\"&0)*1000","v":13.937700000000001},{"$f":"SUMIFS(Data!AM:AM,Data!$A:$A,$A254,Data!AM:AM,\">=\"&0)*1000","v":15.847000099999997},{"$f":"SUMIFS(Data!AS:AS,Data!$A:$A,$A254,Data!AS:AS,\">=\"&0)*1000","v":11.760899979999998},0.22947045304073196,33.458799242540351,25.327329130643044,23.838941145239168,8.2472500000159492,{"$f":"Data!$AZ$5","v":75.3},{"$f":" IF(Data!$AZ$2,1,R254) * (1 + E254/F254)","v":21.060763538088505},0.2146290247310379,0.31257181219795932,5.1079687093626314]
[250,{"$f":"SUMIF(Data!$A:$A,$A255,Data!G:G)/ SUMIF(Data!$A:$A,$A255,Data!F:F)","v":0.6317152103559871},{"$f":"SUMIFS(Data!L:L,Data!$A:$A,$A255,Data!L:L,\">=\"&0)","v":28459.014500000001},{"$f":"SUMIFS(Data!M:M,Data!$A:$A,$A255,Data!M:M,\">=\"&0)","v":28400.505359999999},{"$f":"SUMIFS(Data!N:N,Data!$A:$A,$A255,Data!N:N,\">=\"&0)*1000","v":213.01360030000001},{"$f":"SUMIFS(Data!O:O,Data!$A:$A,$A255,Data!O:O,\">=\"&0)*1000","v":17.024900000000002},{"$f":"SUMIFS(Data!R:R,Data!$A:$A,$A255,Data!R:R,\">=\"&0)","v":26259.8495},{"$f":"SUMIFS(Data!S:S,Data!$A:$A,$A255,Data!S:S,\">=\"&0)","v":26205.693760000002},{"$f":"SUMIFS(Data!AA:AA,Data!$A:$A,$A255,Data!AA:AA,\">=\"&0)*1000","v":18.482599800000003},{"$f":"SUMIFS(Data!AG:AG,Data!$A:$A,$A255,Data!AG:AG,\">=\"&0)*1000","v":16.134199809999998},{"$f":"SUMIFS(Data!AM:AM,Data!$A:$A,$A255,Data!AM:AM,\">=\"&0)*1000","v":17.975799800000001},{"$f":"SUMIFS(Data!AS:AS,Data!$A:$A,$A255,Data!AS:AS,\">=\"&0)*1000","v":13.622099999999998},0.20559088579824833,31.164067398491742,25.770034511796148,14.555416553998924,7.8868763906255186,{"$f":"Data!$AZ$5","v":75.3},{"$f":" IF(Data!$AZ$2,1,R255) * (1 + E255/F255)","v":13.511885549988545},0.20623019945334542,-8.638332938216732E-3,8.375323393842482]
[251,{"$f":"SUMIF(Data!$A:$A,$A256,Data!G:G)/ SUMIF(Data!$A:$A,$A256,Data!F:F)","v":0.93306559571619807},{"$f":"SUMIFS(Data!L:L,Data!$A:$A,$A256,Data!L:L,\">=\"&0)","v":11464.82229},{"$f":"SUMIFS(Data!M:M,Data!$A:$A,$A256,Data!M:M,\">=\"&0)","v":11407.873869999999},{"$f":"SUMIFS(Data!N:N,Data!$A:$A,$A256,Data!N:N,\">=\"&0)*1000","v":86.0959},{"$f":"SUMIFS(Data!O:O,Data!$A:$A,$A256,Data!O:O,\">=\"&0)*1000","v":10.140799920000001},{"$f":"SUMIFS(Data!R:R,Data!$A:$A,$A256,Data!R:R,\">=\"&0)","v":10146.9614},{"$f":"SUMIFS(Data!S:S,Data!$A:$A,$A256,Data!S:S,\">=\"&0)","v":10091.67829},{"$f":"SUMIFS(Data!AA:AA,Data!$A:$A,$A256,Data!AA:AA,\">=\"&0)*1000","v":10.9879},{"$f":"SUMIFS(Data!AG:AG,Data!$A:$A,$A256,Data!AG:AG,\">=\"&0)*1000","v":10.02409993},{"$f":"SUMIFS(Data!AM:AM,Data!$A:$A,$A256,Data!AM:AM,\">=\"&0)*1000","v":11.354900069999999},{"$f":"SUMIFS(Data!AS:AS,Data!$A:$A,$A256,Data!AS:AS,\">=\"&0)*1000","v":8.7464000300000002},0.4967230939957345,28.593060899473858,24.898216907828761,9.614829029343074,7.7093901473438864,{"$f":"Data!$AZ$5","v":75.3},{"$f":" IF(Data!$AZ$2,1,R256) * (1 + E256/F256)","v":9.4900501616444473},0.54482428601729282,-0.45648272511948018,13.042385440529136]
[252,{"$f":"SUMIF(Data!$A:$A,$A257,Data!G:G)/ SUMIF(Data!$A:$A,$A257,Data!F:F)","v":0.48282747603833864},{"$f":"SUMIFS(Data!L:L,Data!$A:$A,$A257,Data!L:L,\">=\"&0)","v":31759.524500000003},{"$f":"SUMIFS(Data!M:M,Data!$A:$A,$A257,Data!M:M,\">=\"&0)","v":31693.914229999998},{"$f":"SUMIFS(Data!N:N,Data!$A:$A,$A257,Data!N:N,\">=\"&0)*1000","v":250.32759880000006},{"$f":"SUMIFS(Data!O:O,Data!$A:$A,$A257,Data!O:O,\">=\"&0)*1000","v":15.5404},{"$f":"SUMIFS(Data!R:R,Data!$A:$A,$A257,Data!R:R,\">=\"&0)","v":29833.343900000003},{"$f":"SUMIFS(Data!S:S,Data!$A:$A,$A257,Data!S:S,\">=\"&0)","v":29772.497680000004},{"$f":"SUMIFS(Data!AA:AA,Data!$A:$A,$A257,Data!AA:AA,\">=\"&0)*1000","v":16.885200000000001},{"$f":"SUMIFS(Data!AG:AG,Data!$A:$A,$A257,Data!AG:AG,\">=\"&0)*1000","v":14.30810011},{"$f":"SUMIFS(Data!AM:AM,Data!$A:$A,$A257,Data!AM:AM,\">=\"&0)*1000","v":16.507299800000002},{"$f":"SUMIFS(Data!AS:AS,Data!$A:$A,$A257,Data!AS:AS,\">=\"&0)*1000","v":12.3881002},0.20658454757408182,30.917411722413256,24.661099476704162,18.01147510981458,7.9643711652808484,{"$f":"Data!$AZ$5","v":75.3},{"$f":" IF(Data!$AZ$2,1,R257) * (1 + E257/F257)","v":17.108182466345788},0.20395373781750104,4.5008373349826762E-2,6.4536626071877379]
[253,{"$f":"SUMIF(Data!$A:$A,$A258,Data!G:G)/ SUMIF(Data!$A:$A,$A258,Data!F:F)","v":0.55342699020859942},{"$f":"SUMIFS(Data!L:L,Data!$A:$A,$A258,Data!L:L,\">=\"&0)","v":29515.349899999997},{"$f":"SUMIFS(Data!M:M,Data!$A:$A,$A258,Data!M:M,\">=\"&0)","v":29457.806139999997},{"$f":"SUMIFS(Data!N:N,Data!$A:$A,$A258,Data!N:N,\">=\"&0)*1000","v":232.57480100000004},{"$f":"SUMIFS(Data!O:O,Data!$A:$A,$A258,Data!O:O,\">=\"&0)*1000","v":15.367799670000004},{"$f":"SUMIFS(Data!R:R,Data!$A:$A,$A258,Data!R:R,\">=\"&0)","v":27604.240200000004},{"$f":"SUMIFS(Data!S:S,Data!$A:$A,$A258,Data!S:S,\">=\"&0)","v":27550.751340000003},{"$f":"SUMIFS(Data!AA:AA,Data!$A:$A,$A258,Data!AA:AA,\">=\"&0)*1000","v":16.694999799999998},{"$f":"SUMIFS(Data!AG:AG,Data!$A:$A,$A258,Data!AG:AG,\">=\"&0)*1000","v":14.283600010000001},{"$f":"SUMIFS(Data!AM:AM,Data!$A:$A,$A258,Data!AM:AM,\">=\"&0)*1000","v":16.329499999999999},{"$f":"SUMIFS(Data!AS:AS,Data!$A:$A,$A258,Data!AS:AS,\">=\"&0)*1000","v":12.323099990000001},0.19496214747567833,30.912289833984897,24.893420564862669,16.882297098152897,7.9496864085017549,{"$f":"Data!$AZ$5","v":75.3},{"$f":" IF(Data!$AZ$2,1,R258) * (1 + E258/F258)","v":16.133903746417069},0.19377044835308052,1.922675893868276E-2,6.9219702085990154]
[254,{"$f":"SUMIF(Data!$A:$A,$A259,Data!G:G)/ SUMIF(Data!$A:$A,$A259,Data!F:F)","v":0.32673087406868978},{"$f":"SUMIFS(Data!L:L,Data!$A:$A,$A259,Data!L:L,\">=\"&0)","v":36243.894499999995},{"$f":"SUMIFS(Data!M:M,Data!$A:$A,$A259,Data!M:M,\">=\"&0)","v":36151.155560000007},{"$f":"SUMIFS(Data!N:N,Data!$A:$A,$A259,Data!N:N,\">=\"&0)*1000","v":292.61079980000005},{"$f":"SUMIFS(Data!O:O,Data!$A:$A,$A259,Data!O:O,\">=\"&0)*1000","v":14.889399899999999},{"$f":"SUMIFS(Data!R:R,Data!$A:$A,$A259,Data!R:R,\">=\"&0)","v":34434.809399999998},{"$f":"SUMIFS(Data!S:S,Data!$A:$A,$A259,Data!S:S,\">=\"&0)","v":34349.870600000002},{"$f":"SUMIFS(Data!AA:AA,Data!$A:$A,$A259,Data!AA:AA,\">=\"&0)*1000","v":16.2069999},{"$f":"SUMIFS(Data!AG:AG,Data!$A:$A,$A259,Data!AG:AG,\">=\"&0)*1000","v":13.262900029999999},{"$f":"SUMIFS(Data!AM:AM,Data!$A:$A,$A259,Data!AM:AM,\">=\"&0)*1000","v":15.518000000000002},{"$f":"SUMIFS(Data!AS:AS,Data!$A:$A,$A259,Data!AS:AS,\">=\"&0)*1000","v":11.550899990000001},0.2558746549711659,31.736784800643321,24.31549503588138,22.198009962682352,8.1298204981169917,{"$f":"Data!$AZ$5","v":75.3},{"$f":" IF(Data!$AZ$2,1,R259) * (1 + E259/F259)","v":20.652289666825329},0.24666551515745072,0.19018982301513981,5.2439352129612038]
[255,{"$f":"SUMIF(Data!$A:$A,$A260,Data!G:G)/ SUMIF(Data!$A:$A,$A260,Data!F:F)","v":0.27695860721264881},{"$f":"SUMIFS(Data!L:L,Data!$A:$A,$A260,Data!L:L,\">=\"&0)","v":37852.154100000007},{"$f":"SUMIFS(Data!M:M,Data!$A:$A,$A260,Data!M:M,\">=\"&0)","v":37739.22365},{"$f":"SUMIFS(Data!N:N,Data!$A:$A,$A260,Data!N:N,\">=\"&0)*1000","v":310.52639799999997},{"$f":"SUMIFS(Data!O:O,Data!$A:$A,$A260,Data!O:O,\">=\"&0)*1000","v":14.081600030000001},{"$f":"SUMIFS(Data!R:R,Data!$A:$A,$A260,Data!R:R,\">=\"&0)","v":36162.006499999996},{"$f":"SUMIFS(Data!S:S,Data!$A:$A,$A260,Data!S:S,\">=\"&0)","v":36057.863399999995},{"$f":"SUMIFS(Data!AA:AA,Data!$A:$A,$A260,Data!AA:AA,\">=\"&0)*1000","v":15.339500000000001},{"$f":"SUMIFS(Data!AG:AG,Data!$A:$A,$A260,Data!AG:AG,\">=\"&0)*1000","v":12.307599890000001},{"$f":"SUMIFS(Data!AM:AM,Data!$A:$A,$A260,Data!AM:AM,\">=\"&0)*1000","v":14.609200239999998},{"$f":"SUMIFS(Data!AS:AS,Data!$A:$A,$A260,Data!AS:AS,\">=\"&0)*1000","v":10.837499999999999},0.2983461646638681,31.936261403424794,23.897711367433597,24.63437337172001,8.2003974705824874,{"$f":"Data!$AZ$5","v":75.3},{"$f":" IF(Data!$AZ$2,1,R260) * (1 + E260/F260)","v":23.051925728499757},0.28799038017981982,0.23872077478663115,4.662950301154023]
[256,{"$f":"SUMIF(Data!$A:$A,$A261,Data!G:G)/ SUMIF(Data!$A:$A,$A261,Data!F:F)","v":0.35193621867881547},{"$f":"SUMIFS(Data!L:L,Data!$A:$A,$A261,Data!L:L,\">=\"&0)","v":35637.234599999996},{"$f":"SUMIFS(Data!M:M,Data!$A:$A,$A261,Data!M:M,\">=\"&0)","v":35542.215299999996},{"$f":"SUMIFS(Data!N:N,Data!$A:$A,$A261,Data!N:N,\">=\"&0)*1000","v":281.08389900000003},{"$f":"SUMIFS(Data!O:O,Data!$A:$A,$A261,Data!O:O,\">=\"&0)*1000","v":14.645999999999999},{"$f":"SUMIFS(Data!R:R,Data!$A:$A,$A261,Data!R:R,\">=\"&0)","v":33810.83},{"$f":"SUMIFS(Data!S:S,Data!$A:$A,$A261,Data!S:S,\">=\"&0)","v":33723.384410000006},{"$f":"SUMIFS(Data!AA:AA,Data!$A:$A,$A261,Data!AA:AA,\">=\"&0)*1000","v":15.941500009999999},{"$f":"SUMIFS(Data!AG:AG,Data!$A:$A,$A261,Data!AG:AG,\">=\"&0)*1000","v":13.069099990000002},{"$f":"SUMIFS(Data!AM:AM,Data!$A:$A,$A261,Data!AM:AM,\">=\"&0)*1000","v":15.093000100000001},{"$f":"SUMIFS(Data!AS:AS,Data!$A:$A,$A261,Data!AS:AS,\">=\"&0)*1000","v":11.274300090000001},0.26662927431524092,32.221960111498774,24.700028531437329,21.978560284930502,8.1265878944098198,{"$f":"Data!$AZ$5","v":75.3},{"$f":" IF(Data!$AZ$2,1,R261) * (1 + E261/F261)","v":20.191854362966001},0.25863189398188602,0.16148193897635058,5.3933818382138732]
[257,{"$f":"SUMIF(Data!$A:$A,$A262,Data!G:G)/ SUMIF(Data!$A:$A,$A262,Data!F:F)","v":0.36026033690658499},{"$f":"SUMIFS(Data!L:L,Data!$A:$A,$A262,Data!L:L,\">=\"&0)","v":35690.756400000006},{"$f":"SUMIFS(Data!M:M,Data!$A:$A,$A262,Data!M:M,\">=\"&0)","v":35594.411570000004},{"$f":"SUMIFS(Data!N:N,Data!$A:$A,$A262,Data!N:N,\">=\"&0)*1000","v":279.081299},{"$f":"SUMIFS(Data!O:O,Data!$A:$A,$A262,Data!O:O,\">=\"&0)*1000","v":14.704000000000001},{"$f":"SUMIFS(Data!R:R,Data!$A:$A,$A262,Data!R:R,\">=\"&0)","v":33845.922500000001},{"$f":"SUMIFS(Data!S:S,Data!$A:$A,$A262,Data!S:S,\">=\"&0)","v":33757.112139999997},{"$f":"SUMIFS(Data!AA:AA,Data!$A:$A,$A262,Data!AA:AA,\">=\"&0)*1000","v":16.008699900000003},{"$f":"SUMIFS(Data!AG:AG,Data!$A:$A,$A262,Data!AG:AG,\">=\"&0)*1000","v":13.1308001},{"$f":"SUMIFS(Data!AM:AM,Data!$A:$A,$A262,Data!AM:AM,\">=\"&0)*1000","v":15.0342001},{"$f":"SUMIFS(Data!AS:AS,Data!$A:$A,$A262,Data!AS:AS,\">=\"&0)*1000","v":11.227899999999998},0.26994336830586702,32.560228501163117,24.999343325556495,21.917170150202825,8.1499428944882819,{"$f":"Data!$AZ$5","v":75.3},{"$f":" IF(Data!$AZ$2,1,R262) * (1 + E262/F262)","v":19.979957766594122},0.26239603899111669,0.15079532095928933,5.4427032217098992]
[258,{"$f":"SUMIF(Data!$A:$A,$A263,Data!G:G)/ SUMIF(Data!$A:$A,$A263,Data!F:F)","v":0.83719165085388991},{"$f":"SUMIFS(Data!L:L,Data!$A:$A,$A263,Data!L:L,\">=\"&0)","v":15336.594410000002},{"$f":"SUMIFS(Data!M:M,Data!$A:$A,$A263,Data!M:M,\">=\"&0)","v":15276.22127},{"$f":"SUMIFS(Data!N:N,Data!$A:$A,$A263,Data!N:N,\">=\"&0)*1000","v":113.25279919999998},{"$f":"SUMIFS(Data!O:O,Data!$A:$A,$A263,Data!O:O,\">=\"&0)*1000","v":11.050899999999997},{"$f":"SUMIFS(Data!R:R,Data!$A:$A,$A263,Data!R:R,\">=\"&0)","v":13875.718600000002},{"$f":"SUMIFS(Data!S:S,Data!$A:$A,$A263,Data!S:S,\">=\"&0)","v":13815.050554000001},{"$f":"SUMIFS(Data!AA:AA,Data!$A:$A,$A263,Data!AA:AA,\">=\"&0)*1000","v":11.9861},{"$f":"SUMIFS(Data!AG:AG,Data!$A:$A,$A263,Data!AG:AG,\">=\"&0)*1000","v":10.748899930000002},{"$f":"SUMIFS(Data!AM:AM,Data!$A:$A,$A263,Data!AM:AM,\">=\"&0)*1000","v":12.020100000000003},{"$f":"SUMIFS(Data!AS:AS,Data!$A:$A,$A263,Data!AS:AS,\">=\"&0)*1000","v":9.1991001039999976},{"$f":"100*(C263-D263)/C263","v":0.39365414762899442},{"$f":" 100* ($L$4 + (I263 - L263) * ($K$4 - $L$4) /(K263 - L263))","v":29.879475358903019},{"$f":" 100* ($L$4 + (J263 - L263) * ($K$4 - $L$4) /(K263 - L263))","v":25.49379611178831},{"$f":" 100* (I263/J263 - 1)","v":11.510015704462862},{"$f":" 100 * (1-F263/I263)","v":7.8023710798341694},{"$f":"Data!$AZ$5","v":75.3},{"$f":" IF(Data!$AZ$2,1,R263) * (1 + E263/F263)","v":11.248287397406548},{"$f":"100*(G263-H263)/G263","v":0.43722453408647732},{"$f":"(M263-T263)*S263","v":-0.49009222888983783},{"$f":" 100 * (D263/H263-1)","v":10.576658480463763}]
[{"$f":"A263+1","v":259},{"$f":"SUMIF(Data!$A:$A,$A264,Data!G:G)/ SUMIF(Data!$A:$A,$A264,Data!F:F)","v":0.18376963350785341},{"$f":"SUMIFS(Data!L:L,Data!$A:$A,$A264,Data!L:L,\">=\"&0)","v":41077.114400000006},{"$f":"SUMIFS(Data!M:M,Data!$A:$A,$A264,Data!M:M,\">=\"&0)","v":40938.61823},{"$f":"SUMIFS(Data!N:N,Data!$A:$A,$A264,Data!N:N,\">=\"&0)*1000","v":320.48700000000002},{"$f":"SUMIFS(Data!O:O,Data!$A:$A,$A264,Data!O:O,\">=\"&0)*1000","v":13.976800089999999},{"$f":"SUMIFS(Data!R:R,Data!$A:$A,$A264,Data!R:R,\">=\"&0)","v":39320.508000000002},{"$f":"SUMIFS(Data!S:S,Data!$A:$A,$A264,Data!S:S,\">=\"&0)","v":39192.096529999995},{"$f":"SUMIFS(Data!AA:AA,Data!$A:$A,$A264,Data!AA:AA,\">=\"&0)*1000","v":15.242899970000002},{"$f":"SUMIFS(Data!AG:AG,Data!$A:$A,$A264,Data!AG:AG,\">=\"&0)*1000","v":11.990599999999999},{"$f":"SUMIFS(Data!AM:AM,Data!$A:$A,$A264,Data!AM:AM,\">=\"&0)*1000","v":14.006299800000001},{"$f":"SUMIFS(Data!AS:AS,Data!$A:$A,$A264,Data!AS:AS,\">=\"&0)*1000","v":10.336699999999999},0.33716139028501424,33.369850221814382,24.507030984686669,27.123746684903203,8.3061614423229901,{"$f":"Data!$AZ$5","v":75.3},{"$f":" IF(Data!$AZ$2,1,R264) * (1 + E264/F264)","v":23.929926588082154},0.32657632500578671,0.25329983506197223,4.4563109775541454]
[260,{"$f":"SUMIF(Data!$A:$A,$A265,Data!G:G)/ SUMIF(Data!$A:$A,$A265,Data!F:F)","v":0.63647416413373858},{"$f":"SUMIFS(Data!L:L,Data!$A:$A,$A265,Data!L:L,\">=\"&0)","v":19827.430240000005},{"$f":"SUMIFS(Data!M:M,Data!$A:$A,$A265,Data!M:M,\">=\"&0)","v":19761.905255999995},{"$f":"SUMIFS(Data!N:N,Data!$A:$A,$A265,Data!N:N,\">=\"&0)*1000","v":151.23159899999999},{"$f":"SUMIFS(Data!O:O,Data!$A:$A,$A265,Data!O:O,\">=\"&0)*1000","v":11.878500000000004},{"$f":"SUMIFS(Data!R:R,Data!$A:$A,$A265,Data!R:R,\">=\"&0)","v":18300.971129999998},{"$f":"SUMIFS(Data!S:S,Data!$A:$A,$A265,Data!S:S,\">=\"&0)","v":18237.625649700003},{"$f":"SUMIFS(Data!AA:AA,Data!$A:$A,$A265,Data!AA:AA,\">=\"&0)*1000","v":12.8727},{"$f":"SUMIFS(Data!AG:AG,Data!$A:$A,$A265,Data!AG:AG,\">=\"&0)*1000","v":11.257299999999999},{"$f":"SUMIFS(Data!AM:AM,Data!$A:$A,$A265,Data!AM:AM,\">=\"&0)*1000","v":12.742400030000001},{"$f":"SUMIFS(Data!AS:AS,Data!$A:$A,$A265,Data!AS:AS,\">=\"&0)*1000","v":9.7941000699999989},0.3304764319272197,30.4419495023159,24.962859783100221,14.349799685537402,7.7233214477149037,{"$f":"Data!$AZ$5","v":75.3},{"$f":" IF(Data!$AZ$2,1,R265) * (1 + E265/F265)","v":13.731540093446137},0.3461317973238886,-0.21497227762190824,8.3578840556202785]
[261,{"$f":"SUMIF(Data!$A:$A,$A266,Data!G:G)/ SUMIF(Data!$A:$A,$A266,Data!F:F)","v":0.86113207547169812},{"$f":"SUMIFS(Data!L:L,Data!$A:$A,$A266,Data!L:L,\">=\"&0)","v":15038.601699999997},{"$f":"SUMIFS(Data!M:M,Data!$A:$A,$A266,Data!M:M,\">=\"&0)","v":14967.663400000001},{"$f":"SUMIFS(Data!N:N,Data!$A:$A,$A266,Data!N:N,\">=\"&0)*1000","v":112.08400050000002},{"$f":"SUMIFS(Data!O:O,Data!$A:$A,$A266,Data!O:O,\">=\"&0)*1000","v":11.460600004},{"$f":"SUMIFS(Data!R:R,Data!$A:$A,$A266,Data!R:R,\">=\"&0)","v":13534.374599999999},{"$f":"SUMIFS(Data!S:S,Data!$A:$A,$A266,Data!S:S,\">=\"&0)","v":13464.581022999999},{"$f":"SUMIFS(Data!AA:AA,Data!$A:$A,$A266,Data!AA:AA,\">=\"&0)*1000","v":12.421599995999998},{"$f":"SUMIFS(Data!AG:AG,Data!$A:$A,$A266,Data!AG:AG,\">=\"&0)*1000","v":11.199800110000002},{"$f":"SUMIFS(Data!AM:AM,Data!$A:$A,$A266,Data!AM:AM,\">=\"&0)*1000","v":12.461899999999998},{"$f":"SUMIFS(Data!AS:AS,Data!$A:$A,$A266,Data!AS:AS,\">=\"&0)*1000","v":9.6017999000000014},0.47170808440252909,29.859095826750959,25.587217769056416,10.909122252182723,7.7365234133240364,{"$f":"Data!$AZ$5","v":75.3},{"$f":" IF(Data!$AZ$2,1,R266) * (1 + E266/F266)","v":10.779941753562662},0.51567640960669414,-0.47397598470260038,11.163231699764431]
[262,{"$f":"SUMIF(Data!$A:$A,$A267,Data!G:G)/ SUMIF(Data!$A:$A,$A267,Data!F:F)","v":0.67091698317959847},{"$f":"SUMIFS(Data!L:L,Data!$A:$A,$A267,Data!L:L,\">=\"&0)","v":23350.560959999999},{"$f":"SUMIFS(Data!M:M,Data!$A:$A,$A267,Data!M:M,\">=\"&0)","v":23254.463009999999},{"$f":"SUMIFS(Data!N:N,Data!$A:$A,$A267,Data!N:N,\">=\"&0)*1000","v":178.63290000000003},{"$f":"SUMIFS(Data!O:O,Data!$A:$A,$A267,Data!O:O,\">=\"&0)*1000","v":13.418600000000001},{"$f":"SUMIFS(Data!R:R,Data!$A:$A,$A267,Data!R:R,\">=\"&0)","v":21616.994200000001},{"$f":"SUMIFS(Data!S:S,Data!$A:$A,$A267,Data!S:S,\">=\"&0)","v":21525.043689999999},{"$f":"SUMIFS(Data!AA:AA,Data!$A:$A,$A267,Data!AA:AA,\">=\"&0)*1000","v":14.569500000000001},{"$f":"SUMIFS(Data!AG:AG,Data!$A:$A,$A267,Data!AG:AG,\">=\"&0)*1000","v":12.682700030000001},{"$f":"SUMIFS(Data!AM:AM,Data!$A:$A,$A267,Data!AM:AM,\">=\"&0)*1000","v":14.211700109999999},{"$f":"SUMIFS(Data!AS:AS,Data!$A:$A,$A267,Data!AS:AS,\">=\"&0)*1000","v":10.829000090000001},0.41154450278353999,31.05773461401996,25.479941848346343,14.876958104637916,7.8993788393561859,{"$f":"Data!$AZ$5","v":75.3},{"$f":" IF(Data!$AZ$2,1,R267) * (1 + E267/F267)","v":14.312335116927251},0.4253621440116887,-0.19776271178273463,8.0344520778066872]
[263,{"$f":"SUMIF(Data!$A:$A,$A268,Data!G:G)/ SUMIF(Data!$A:$A,$A268,Data!F:F)","v":0.46736359000509942},{"$f":"SUMIFS(Data!L:L,Data!$A:$A,$A268,Data!L:L,\">=\"&0)","v":24409.423900000005},{"$f":"SUMIFS(Data!M:M,Data!$A:$A,$A268,Data!M:M,\">=\"&0)","v":24328.907885000004},{"$f":"SUMIFS(Data!N:N,Data!$A:$A,$A268,Data!N:N,\">=\"&0)*1000","v":195.34429970000002},{"$f":"SUMIFS(Data!O:O,Data!$A:$A,$A268,Data!O:O,\">=\"&0)*1000","v":11.85330001},{"$f":"SUMIFS(Data!R:R,Data!$A:$A,$A268,Data!R:R,\">=\"&0)","v":22948.668500000003},{"$f":"SUMIFS(Data!S:S,Data!$A:$A,$A268,Data!S:S,\">=\"&0)","v":22869.561058000003},{"$f":"SUMIFS(Data!AA:AA,Data!$A:$A,$A268,Data!AA:AA,\">=\"&0)*1000","v":12.866099899999998},{"$f":"SUMIFS(Data!AG:AG,Data!$A:$A,$A268,Data!AG:AG,\">=\"&0)*1000","v":10.901199869999999},{"$f":"SUMIFS(Data!AM:AM,Data!$A:$A,$A268,Data!AM:AM,\">=\"&0)*1000","v":12.655400099999998},{"$f":"SUMIFS(Data!AS:AS,Data!$A:$A,$A268,Data!AS:AS,\">=\"&0)*1000","v":9.4268001000000012},0.32985626916004784,30.652604224741374,24.566684538189925,18.024621632774451,7.871848484559008,{"$f":"Data!$AZ$5","v":75.3},{"$f":" IF(Data!$AZ$2,1,R268) * (1 + E268/F268)","v":17.480161603536434},0.3447147358462232,-0.25972839885510762,6.3811754991664138]
[264,{"$f":"SUMIF(Data!$A:$A,$A269,Data!G:G)/ SUMIF(Data!$A:$A,$A269,Data!F:F)","v":0.60613598673300162},{"$f":"SUMIFS(Data!L:L,Data!$A:$A,$A269,Data!L:L,\">=\"&0)","v":12784.14899},{"$f":"SUMIFS(Data!M:M,Data!$A:$A,$A269,Data!M:M,\">=\"&0)","v":12737.192023000001},{"$f":"SUMIFS(Data!N:N,Data!$A:$A,$A269,Data!N:N,\">=\"&0)*1000","v":102.86779989999998},{"$f":"SUMIFS(Data!O:O,Data!$A:$A,$A269,Data!O:O,\">=\"&0)*1000","v":8.1690000139999999},{"$f":"SUMIFS(Data!R:R,Data!$A:$A,$A269,Data!R:R,\">=\"&0)","v":11781.180209799999},{"$f":"SUMIFS(Data!S:S,Data!$A:$A,$A269,Data!S:S,\">=\"&0)","v":11734.9897375},{"$f":"SUMIFS(Data!AA:AA,Data!$A:$A,$A269,Data!AA:AA,\">=\"&0)*1000","v":8.8612999989999981},{"$f":"SUMIFS(Data!AG:AG,Data!$A:$A,$A269,Data!AG:AG,\">=\"&0)*1000","v":7.7322000000000006},{"$f":"SUMIFS(Data!AM:AM,Data!$A:$A,$A269,Data!AM:AM,\">=\"&0)*1000","v":9.1209999999999969},{"$f":"SUMIFS(Data!AS:AS,Data!$A:$A,$A269,Data!AS:AS,\">=\"&0)*1000","v":6.7479000029999998},0.36730616200365684,28.905650830861301,24.147739236628563,14.602571053516433,7.8126232615770235,{"$f":"Data!$AZ$5","v":75.3},{"$f":" IF(Data!$AZ$2,1,R269) * (1 + E269/F269)","v":13.592459263521306},0.39206999194848086,-0.33660134973378947,8.5402911116095215]
[265,{"$f":"SUMIF(Data!$A:$A,$A270,Data!G:G)/ SUMIF(Data!$A:$A,$A270,Data!F:F)","v":0.88506787330316739},{"$f":"SUMIFS(Data!L:L,Data!$A:$A,$A270,Data!L:L,\">=\"&0)","v":11339.506900000002},{"$f":"SUMIFS(Data!M:M,Data!$A:$A,$A270,Data!M:M,\">=\"&0)","v":11277.460857},{"$f":"SUMIFS(Data!N:N,Data!$A:$A,$A270,Data!N:N,\">=\"&0)*1000","v":85.468499199999997},{"$f":"SUMIFS(Data!O:O,Data!$A:$A,$A270,Data!O:O,\">=\"&0)*1000","v":9.8896999999999995},{"$f":"SUMIFS(Data!R:R,Data!$A:$A,$A270,Data!R:R,\">=\"&0)","v":10055.3315},{"$f":"SUMIFS(Data!S:S,Data!$A:$A,$A270,Data!S:S,\">=\"&0)","v":9993.4789120000005},{"$f":"SUMIFS(Data!AA:AA,Data!$A:$A,$A270,Data!AA:AA,\">=\"&0)*1000","v":10.7083999},{"$f":"SUMIFS(Data!AG:AG,Data!$A:$A,$A270,Data!AG:AG,\">=\"&0)*1000","v":9.7479000399999975},{"$f":"SUMIFS(Data!AM:AM,Data!$A:$A,$A270,Data!AM:AM,\">=\"&0)*1000","v":10.983299984000002},{"$f":"SUMIFS(Data!AS:AS,Data!$A:$A,$A270,Data!AS:AS,\">=\"&0)*1000","v":8.4499999999999993},0.54716702892964497,28.914853804380702,25.123357076530091,9.853402846342707,7.6453990105468499,{"$f":"Data!$AZ$5","v":75.3},{"$f":" IF(Data!$AZ$2,1,R270) * (1 + E270/F270)","v":9.6421730891735855},0.61512231595745737,-0.65523663984663949,12.84819787289706]
[266,{"$f":"SUMIF(Data!$A:$A,$A271,Data!G:G)/ SUMIF(Data!$A:$A,$A271,Data!F:F)","v":0.30394710478861953},{"$f":"SUMIFS(Data!L:L,Data!$A:$A,$A271,Data!L:L,\">=\"&0)","v":34059.449099999991},{"$f":"SUMIFS(Data!M:M,Data!$A:$A,$A271,Data!M:M,\">=\"&0)","v":33952.524650000007},{"$f":"SUMIFS(Data!N:N,Data!$A:$A,$A271,Data!N:N,\">=\"&0)*1000","v":268.81519900000001},{"$f":"SUMIFS(Data!O:O,Data!$A:$A,$A271,Data!O:O,\">=\"&0)*1000","v":13.4180998},{"$f":"SUMIFS(Data!R:R,Data!$A:$A,$A271,Data!R:R,\">=\"&0)","v":32386.726199999994},{"$f":"SUMIFS(Data!S:S,Data!$A:$A,$A271,Data!S:S,\">=\"&0)","v":32284.025610000001},{"$f":"SUMIFS(Data!AA:AA,Data!$A:$A,$A271,Data!AA:AA,\">=\"&0)*1000","v":14.609900110000002},{"$f":"SUMIFS(Data!AG:AG,Data!$A:$A,$A271,Data!AG:AG,\">=\"&0)*1000","v":11.819999900000001},{"$f":"SUMIFS(Data!AM:AM,Data!$A:$A,$A271,Data!AM:AM,\">=\"&0)*1000","v":13.706899960000001},{"$f":"SUMIFS(Data!AS:AS,Data!$A:$A,$A271,Data!AS:AS,\">=\"&0)*1000","v":10.203600100000001},0.31393476061826286,32.57757025115172,24.613935045799934,23.603216866355471,8.1574843156131731,{"$f":"Data!$AZ$5","v":75.3},{"$f":" IF(Data!$AZ$2,1,R271) * (1 + E271/F271)","v":21.033775497779498},0.31710704368752501,-6.672508989426694E-2,5.1681876980149255]
[267,{"$f":"SUMIF(Data!$A:$A,$A272,Data!G:G)/ SUMIF(Data!$A:$A,$A272,Data!F:F)","v":0.14526174044773607},{"$f":"SUMIFS(Data!L:L,Data!$A:$A,$A272,Data!L:L,\">=\"&0)","v":42163.838799999998},{"$f":"SUMIFS(Data!M:M,Data!$A:$A,$A272,Data!M:M,\">=\"&0)","v":42044.855649999998},{"$f":"SUMIFS(Data!N:N,Data!$A:$A,$A272,Data!N:N,\">=\"&0)*1000","v":335.75250190000008},{"$f":"SUMIFS(Data!O:O,Data!$A:$A,$A272,Data!O:O,\">=\"&0)*1000","v":14.7360001},{"$f":"SUMIFS(Data!R:R,Data!$A:$A,$A272,Data!R:R,\">=\"&0)","v":40357.694104000002},{"$f":"SUMIFS(Data!S:S,Data!$A:$A,$A272,Data!S:S,\">=\"&0)","v":40245.297747999997},{"$f":"SUMIFS(Data!AA:AA,Data!$A:$A,$A272,Data!AA:AA,\">=\"&0)*1000","v":16.045399905},{"$f":"SUMIFS(Data!AG:AG,Data!$A:$A,$A272,Data!AG:AG,\">=\"&0)*1000","v":12.577999999999999},{"$f":"SUMIFS(Data!AM:AM,Data!$A:$A,$A272,Data!AM:AM,\">=\"&0)*1000","v":14.323300000000001},{"$f":"SUMIFS(Data!AS:AS,Data!$A:$A,$A272,Data!AS:AS,\">=\"&0)*1000","v":10.524999900000001},0.28219240322112232,34.533870046234625,25.405049748438778,27.567180036571791,8.160593146649898,{"$f":"Data!$AZ$5","v":75.3},{"$f":" IF(Data!$AZ$2,1,R272) * (1 + E272/F272)","v":23.784507303308182},0.27850044085859882,8.7811505774979218E-2,4.4714736943135991]
[268,{"$f":"SUMIF(Data!$A:$A,$A273,Data!G:G)/ SUMIF(Data!$A:$A,$A273,Data!F:F)","v":0.13413323782234957},{"$f":"SUMIFS(Data!L:L,Data!$A:$A,$A273,Data!L:L,\">=\"&0)","v":40599.823400000001},{"$f":"SUMIFS(Data!M:M,Data!$A:$A,$A273,Data!M:M,\">=\"&0)","v":40483.17237},{"$f":"SUMIFS(Data!N:N,Data!$A:$A,$A273,Data!N:N,\">=\"&0)*1000","v":315.62630199999995},{"$f":"SUMIFS(Data!O:O,Data!$A:$A,$A273,Data!O:O,\">=\"&0)*1000","v":14.131500030000002},{"$f":"SUMIFS(Data!R:R,Data!$A:$A,$A273,Data!R:R,\">=\"&0)","v":38815.655700000003},{"$f":"SUMIFS(Data!S:S,Data!$A:$A,$A273,Data!S:S,\">=\"&0)","v":38706.782201000002},{"$f":"SUMIFS(Data!AA:AA,Data!$A:$A,$A273,Data!AA:AA,\">=\"&0)*1000","v":15.398199999999999},{"$f":"SUMIFS(Data!AG:AG,Data!$A:$A,$A273,Data!AG:AG,\">=\"&0)*1000","v":12.050800003999999},{"$f":"SUMIFS(Data!AM:AM,Data!$A:$A,$A273,Data!AM:AM,\">=\"&0)*1000","v":13.4955999},{"$f":"SUMIFS(Data!AS:AS,Data!$A:$A,$A273,Data!AS:AS,\">=\"&0)*1000","v":9.9116000239999984},0.28731905764890814,35.308594212685726,25.968750150704523,27.777408926286263,8.2262859944668758,{"$f":"Data!$AZ$5","v":75.3},{"$f":" IF(Data!$AZ$2,1,R273) * (1 + E273/F273)","v":23.334946844280616},0.28048862510907208,0.15938778024051914,4.5893511885731098]
[269,{"$f":"SUMIF(Data!$A:$A,$A274,Data!G:G)/ SUMIF(Data!$A:$A,$A274,Data!F:F)","v":0.59080400719239656},{"$f":"SUMIFS(Data!L:L,Data!$A:$A,$A274,Data!L:L,\">=\"&0)","v":24726.990600000005},{"$f":"SUMIFS(Data!M:M,Data!$A:$A,$A274,Data!M:M,\">=\"&0)","v":24668.194562000004},{"$f":"SUMIFS(Data!N:N,Data!$A:$A,$A274,Data!N:N,\">=\"&0)*1000","v":185.83170000000001},{"$f":"SUMIFS(Data!O:O,Data!$A:$A,$A274,Data!O:O,\">=\"&0)*1000","v":13.752700020000001},{"$f":"SUMIFS(Data!R:R,Data!$A:$A,$A274,Data!R:R,\">=\"&0)","v":22940.882600000001},{"$f":"SUMIFS(Data!S:S,Data!$A:$A,$A274,Data!S:S,\">=\"&0)","v":22883.577368999999},{"$f":"SUMIFS(Data!AA:AA,Data!$A:$A,$A274,Data!AA:AA,\">=\"&0)*1000","v":14.927099800000002},{"$f":"SUMIFS(Data!AG:AG,Data!$A:$A,$A274,Data!AG:AG,\">=\"&0)*1000","v":12.911999999999997},{"$f":"SUMIFS(Data!AM:AM,Data!$A:$A,$A274,Data!AM:AM,\">=\"&0)*1000","v":14.423600023999999},{"$f":"SUMIFS(Data!AS:AS,Data!$A:$A,$A274,Data!AS:AS,\">=\"&0)*1000","v":10.923999999000001},0.23778080782705679,31.438735205175348,25.680649179330135,15.606411090458527,7.8675683537668961,{"$f":"Data!$AZ$5","v":75.3},{"$f":" IF(Data!$AZ$2,1,R274) * (1 + E274/F274)","v":14.512379367669796},0.24979523237698839,-0.17435788695285276,7.7986809676777069]
[270,{"$f":"SUMIF(Data!$A:$A,$A275,Data!G:G)/ SUMIF(Data!$A:$A,$A275,Data!F:F)","v":0.62127062127062127},{"$f":"SUMIFS(Data!L:L,Data!$A:$A,$A275,Data!L:L,\">=\"&0)","v":17445.055399999997},{"$f":"SUMIFS(Data!M:M,Data!$A:$A,$A275,Data!M:M,\">=\"&0)","v":17398.644499999999},{"$f":"SUMIFS(Data!N:N,Data!$A:$A,$A275,Data!N:N,\">=\"&0)*1000","v":133.15469999999999},{"$f":"SUMIFS(Data!O:O,Data!$A:$A,$A275,Data!O:O,\">=\"&0)*1000","v":10.095800000000002},{"$f":"SUMIFS(Data!R:R,Data!$A:$A,$A275,Data!R:R,\">=\"&0)","v":16145.713500000002},{"$f":"SUMIFS(Data!S:S,Data!$A:$A,$A275,Data!S:S,\">=\"&0)","v":16100.286319999999},{"$f":"SUMIFS(Data!AA:AA,Data!$A:$A,$A275,Data!AA:AA,\">=\"&0)*1000","v":10.956999900000001},{"$f":"SUMIFS(Data!AG:AG,Data!$A:$A,$A275,Data!AG:AG,\">=\"&0)*1000","v":9.508500009999997},{"$f":"SUMIFS(Data!AM:AM,Data!$A:$A,$A275,Data!AM:AM,\">=\"&0)*1000","v":10.800100000000002},{"$f":"SUMIFS(Data!AS:AS,Data!$A:$A,$A275,Data!AS:AS,\">=\"&0)*1000","v":8.1098999999999979},0.26604042770766412,30.583227641067573,25.198870009664699,15.233737061330711,7.8598148020426528,{"$f":"Data!$AZ$5","v":75.3},{"$f":" IF(Data!$AZ$2,1,R275) * (1 + E275/F275)","v":14.189118247191898},0.28135752563677291,-0.2173361137199428,8.0641931093309758]
[271,{"$f":"SUMIF(Data!$A:$A,$A276,Data!G:G)/ SUMIF(Data!$A:$A,$A276,Data!F:F)","v":0.77745478036175708},{"$f":"SUMIFS(Data!L:L,Data!$A:$A,$A276,Data!L:L,\">=\"&0)","v":17017.316200000001},{"$f":"SUMIFS(Data!M:M,Data!$A:$A,$A276,Data!M:M,\">=\"&0)","v":16972.681150999997},{"$f":"SUMIFS(Data!N:N,Data!$A:$A,$A276,Data!N:N,\">=\"&0)*1000","v":130.38649899999999},{"$f":"SUMIFS(Data!O:O,Data!$A:$A,$A276,Data!O:O,\">=\"&0)*1000","v":12.785899999999998},{"$f":"SUMIFS(Data!R:R,Data!$A:$A,$A276,Data!R:R,\">=\"&0)","v":15397.430620000001},{"$f":"SUMIFS(Data!S:S,Data!$A:$A,$A276,Data!S:S,\">=\"&0)","v":15353.686214100002},{"$f":"SUMIFS(Data!AA:AA,Data!$A:$A,$A276,Data!AA:AA,\">=\"&0)*1000","v":13.8575999},{"$f":"SUMIFS(Data!AG:AG,Data!$A:$A,$A276,Data!AG:AG,\">=\"&0)*1000","v":12.399199885000002},{"$f":"SUMIFS(Data!AM:AM,Data!$A:$A,$A276,Data!AM:AM,\">=\"&0)*1000","v":13.953599901},{"$f":"SUMIFS(Data!AS:AS,Data!$A:$A,$A276,Data!AS:AS,\">=\"&0)*1000","v":10.653400001999998},0.26229194119343019,29.709108526943805,25.289982232679296,11.762049394528319,7.7336617288250808,{"$f":"Data!$AZ$5","v":75.3},{"$f":" IF(Data!$AZ$2,1,R276) * (1 + E276/F276)","v":11.197678614724033},0.28410198415298354,-0.24422185163440308,10.544666045168993]
[272,{"$f":"SUMIF(Data!$A:$A,$A277,Data!G:G)/ SUMIF(Data!$A:$A,$A277,Data!F:F)","v":0.17327225652260506},{"$f":"SUMIFS(Data!L:L,Data!$A:$A,$A277,Data!L:L,\">=\"&0)","v":35364.643400000001},{"$f":"SUMIFS(Data!M:M,Data!$A:$A,$A277,Data!M:M,\">=\"&0)","v":35276.344933},{"$f":"SUMIFS(Data!N:N,Data!$A:$A,$A277,Data!N:N,\">=\"&0)*1000","v":281.76990000000001},{"$f":"SUMIFS(Data!O:O,Data!$A:$A,$A277,Data!O:O,\">=\"&0)*1000","v":12.392399999999999},{"$f":"SUMIFS(Data!R:R,Data!$A:$A,$A277,Data!R:R,\">=\"&0)","v":33831.021399999998},{"$f":"SUMIFS(Data!S:S,Data!$A:$A,$A277,Data!S:S,\">=\"&0)","v":33749.872692999998},{"$f":"SUMIFS(Data!AA:AA,Data!$A:$A,$A277,Data!AA:AA,\">=\"&0)*1000","v":13.50129993},{"$f":"SUMIFS(Data!AG:AG,Data!$A:$A,$A277,Data!AG:AG,\">=\"&0)*1000","v":10.594200170000002},{"$f":"SUMIFS(Data!AM:AM,Data!$A:$A,$A277,Data!AM:AM,\">=\"&0)*1000","v":12.277899834000001},{"$f":"SUMIFS(Data!AS:AS,Data!$A:$A,$A277,Data!AS:AS,\">=\"&0)*1000","v":9.0668000300000013},0.24968007170687467,33.809909908362343,24.756626181775324,27.440483598111932,8.2132826894395272,{"$f":"Data!$AZ$5","v":75.3},{"$f":" IF(Data!$AZ$2,1,R277) * (1 + E277/F277)","v":23.737314805848751},0.23986478575547912,0.23298853253770088,4.5228977717495455]
[273,{"$f":"SUMIF(Data!$A:$A,$A278,Data!G:G)/ SUMIF(Data!$A:$A,$A278,Data!F:F)","v":0.16064657752943523},{"$f":"SUMIFS(Data!L:L,Data!$A:$A,$A278,Data!L:L,\">=\"&0)","v":35626.743199999997},{"$f":"SUMIFS(Data!M:M,Data!$A:$A,$A278,Data!M:M,\">=\"&0)","v":35536.467314999994},{"$f":"SUMIFS(Data!N:N,Data!$A:$A,$A278,Data!N:N,\">=\"&0)*1000","v":283.09250200000002},{"$f":"SUMIFS(Data!O:O,Data!$A:$A,$A278,Data!O:O,\">=\"&0)*1000","v":12.328699959999998},{"$f":"SUMIFS(Data!R:R,Data!$A:$A,$A278,Data!R:R,\">=\"&0)","v":34097.908799999997},{"$f":"SUMIFS(Data!S:S,Data!$A:$A,$A278,Data!S:S,\">=\"&0)","v":34015.517356999997},{"$f":"SUMIFS(Data!AA:AA,Data!$A:$A,$A278,Data!AA:AA,\">=\"&0)*1000","v":13.435800100000003},{"$f":"SUMIFS(Data!AG:AG,Data!$A:$A,$A278,Data!AG:AG,\">=\"&0)*1000","v":10.499500002},{"$f":"SUMIFS(Data!AM:AM,Data!$A:$A,$A278,Data!AM:AM,\">=\"&0)*1000","v":12.09649997},{"$f":"SUMIFS(Data!AS:AS,Data!$A:$A,$A278,Data!AS:AS,\">=\"&0)*1000","v":8.9298999999999999},0.25339359394490696,34.229457912866721,24.956735984558225,27.966094551556566,8.2399271480676823,{"$f":"Data!$AZ$5","v":75.3},{"$f":" IF(Data!$AZ$2,1,R278) * (1 + E278/F278)","v":23.962072474671537},0.24163195310089058,0.28183329032537729,4.4713415410893464]
[274,{"$f":"SUMIF(Data!$A:$A,$A279,Data!G:G)/ SUMIF(Data!$A:$A,$A279,Data!F:F)","v":0.3512161854967038},{"$f":"SUMIFS(Data!L:L,Data!$A:$A,$A279,Data!L:L,\">=\"&0)","v":30271.703900000004},{"$f":"SUMIFS(Data!M:M,Data!$A:$A,$A279,Data!M:M,\">=\"&0)","v":30207.196436000002},{"$f":"SUMIFS(Data!N:N,Data!$A:$A,$A279,Data!N:N,\">=\"&0)*1000","v":238.42160000000001},{"$f":"SUMIFS(Data!O:O,Data!$A:$A,$A279,Data!O:O,\">=\"&0)*1000","v":12.502800004000001},{"$f":"SUMIFS(Data!R:R,Data!$A:$A,$A279,Data!R:R,\">=\"&0)","v":28703.0946},{"$f":"SUMIFS(Data!S:S,Data!$A:$A,$A279,Data!S:S,\">=\"&0)","v":28644.198084},{"$f":"SUMIFS(Data!AA:AA,Data!$A:$A,$A279,Data!AA:AA,\">=\"&0)*1000","v":13.608800199999999},{"$f":"SUMIFS(Data!AG:AG,Data!$A:$A,$A279,Data!AG:AG,\">=\"&0)*1000","v":11.065599869999998},{"$f":"SUMIFS(Data!AM:AM,Data!$A:$A,$A279,Data!AM:AM,\">=\"&0)*1000","v":12.422399924999999},{"$f":"SUMIFS(Data!AS:AS,Data!$A:$A,$A279,Data!AS:AS,\">=\"&0)*1000","v":9.2801000019999993},0.21309492261518212,33.775579365661969,25.682143371901166,22.982941366738597,8.1270955539489709,{"$f":"Data!$AZ$5","v":75.3},{"$f":" IF(Data!$AZ$2,1,R279) * (1 + E279/F279)","v":20.069456435656186},0.20519221645181318,0.15860301706952457,5.4565966462613469]
[275,{"$f":"SUMIF(Data!$A:$A,$A280,Data!G:G)/ SUMIF(Data!$A:$A,$A280,Data!F:F)","v":0.22017376562831109},{"$f":"SUMIFS(Data!L:L,Data!$A:$A,$A280,Data!L:L,\">=\"&0)","v":33063.445899999999},{"$f":"SUMIFS(Data!M:M,Data!$A:$A,$A280,Data!M:M,\">=\"&0)","v":32982.862242999996},{"$f":"SUMIFS(Data!N:N,Data!$A:$A,$A280,Data!N:N,\">=\"&0)*1000","v":262.37549899999999},{"$f":"SUMIFS(Data!O:O,Data!$A:$A,$A280,Data!O:O,\">=\"&0)*1000","v":11.717200032000003},{"$f":"SUMIFS(Data!R:R,Data!$A:$A,$A280,Data!R:R,\">=\"&0)","v":31608.400099999995},{"$f":"SUMIFS(Data!S:S,Data!$A:$A,$A280,Data!S:S,\">=\"&0)","v":31534.730329000002},{"$f":"SUMIFS(Data!AA:AA,Data!$A:$A,$A280,Data!AA:AA,\">=\"&0)*1000","v":12.765500200000002},{"$f":"SUMIFS(Data!AG:AG,Data!$A:$A,$A280,Data!AG:AG,\">=\"&0)*1000","v":10.070800040000002},{"$f":"SUMIFS(Data!AM:AM,Data!$A:$A,$A280,Data!AM:AM,\">=\"&0)*1000","v":11.794100000000002},{"$f":"SUMIFS(Data!AS:AS,Data!$A:$A,$A280,Data!AS:AS,\">=\"&0)*1000","v":8.7361999979999982},0.24372431489363564,33.176690537181265,24.364433242182919,26.757557982453982,8.2119787832520608,{"$f":"Data!$AZ$5","v":75.3},{"$f":" IF(Data!$AZ$2,1,R280) * (1 + E280/F280)","v":23.392337613375645},0.23307023059352347,0.24922393690958874,4.5921810616159409]
[276,{"$f":"SUMIF(Data!$A:$A,$A281,Data!G:G)/ SUMIF(Data!$A:$A,$A281,Data!F:F)","v":0.60509367681498827},{"$f":"SUMIFS(Data!L:L,Data!$A:$A,$A281,Data!L:L,\">=\"&0)","v":20507.136500000001},{"$f":"SUMIFS(Data!M:M,Data!$A:$A,$A281,Data!M:M,\">=\"&0)","v":20453.837778000001},{"$f":"SUMIFS(Data!N:N,Data!$A:$A,$A281,Data!N:N,\">=\"&0)*1000","v":159.40659969999999},{"$f":"SUMIFS(Data!O:O,Data!$A:$A,$A281,Data!O:O,\">=\"&0)*1000","v":12.294700000000001},{"$f":"SUMIFS(Data!R:R,Data!$A:$A,$A281,Data!R:R,\">=\"&0)","v":18948.589799999998},{"$f":"SUMIFS(Data!S:S,Data!$A:$A,$A281,Data!S:S,\">=\"&0)","v":18899.854824000002},{"$f":"SUMIFS(Data!AA:AA,Data!$A:$A,$A281,Data!AA:AA,\">=\"&0)*1000","v":13.348099936000001},{"$f":"SUMIFS(Data!AG:AG,Data!$A:$A,$A281,Data!AG:AG,\">=\"&0)*1000","v":11.579299998999998},{"$f":"SUMIFS(Data!AM:AM,Data!$A:$A,$A281,Data!AM:AM,\">=\"&0)*1000","v":13.056199874000002},{"$f":"SUMIFS(Data!AS:AS,Data!$A:$A,$A281,Data!AS:AS,\">=\"&0)*1000","v":9.8975000039999994},0.25990328781397415,30.924114585156826,25.324342496015607,15.275534247776278,7.8917594343069446,{"$f":"Data!$AZ$5","v":75.3},{"$f":" IF(Data!$AZ$2,1,R281) * (1 + E281/F281)","v":13.965472902958183},0.25719579406376775,3.7811430603436141E-2,8.2221951886459532]
[277,{"$f":"SUMIF(Data!$A:$A,$A282,Data!G:G)/ SUMIF(Data!$A:$A,$A282,Data!F:F)","v":0.59636789689513769},{"$f":"SUMIFS(Data!L:L,Data!$A:$A,$A282,Data!L:L,\">=\"&0)","v":21370.405300000002},{"$f":"SUMIFS(Data!M:M,Data!$A:$A,$A282,Data!M:M,\">=\"&0)","v":21318.655819},{"$f":"SUMIFS(Data!N:N,Data!$A:$A,$A282,Data!N:N,\">=\"&0)*1000","v":162.60900000000001},{"$f":"SUMIFS(Data!O:O,Data!$A:$A,$A282,Data!O:O,\">=\"&0)*1000","v":11.896699959999999},{"$f":"SUMIFS(Data!R:R,Data!$A:$A,$A282,Data!R:R,\">=\"&0)","v":19834.158100000004},{"$f":"SUMIFS(Data!S:S,Data!$A:$A,$A282,Data!S:S,\">=\"&0)","v":19785.824604899997},{"$f":"SUMIFS(Data!AA:AA,Data!$A:$A,$A282,Data!AA:AA,\">=\"&0)*1000","v":12.905400100000001},{"$f":"SUMIFS(Data!AG:AG,Data!$A:$A,$A282,Data!AG:AG,\">=\"&0)*1000","v":11.149299997999996},{"$f":"SUMIFS(Data!AM:AM,Data!$A:$A,$A282,Data!AM:AM,\">=\"&0)*1000","v":12.543700000999998},{"$f":"SUMIFS(Data!AS:AS,Data!$A:$A,$A282,Data!AS:AS,\">=\"&0)*1000","v":9.5158000999999999},0.24215488790941442,31.194557649942617,25.394827938204017,15.750765539675315,7.8161090100569712,{"$f":"Data!$AZ$5","v":75.3},{"$f":" IF(Data!$AZ$2,1,R282) * (1 + E282/F282)","v":14.668412294731858},0.24368816088043069,-2.2490680099235095E-2,7.747118175304113]
[278,{"$f":"SUMIF(Data!$A:$A,$A283,Data!G:G)/ SUMIF(Data!$A:$A,$A283,Data!F:F)","v":0.79733959311424096},{"$f":"SUMIFS(Data!L:L,Data!$A:$A,$A283,Data!L:L,\">=\"&0)","v":14562.373299999997},{"$f":"SUMIFS(Data!M:M,Data!$A:$A,$A283,Data!M:M,\">=\"&0)","v":14520.537522699999},{"$f":"SUMIFS(Data!N:N,Data!$A:$A,$A283,Data!N:N,\">=\"&0)*1000","v":109.3139999},{"$f":"SUMIFS(Data!O:O,Data!$A:$A,$A283,Data!O:O,\">=\"&0)*1000","v":10.682899800000001},{"$f":"SUMIFS(Data!R:R,Data!$A:$A,$A283,Data!R:R,\">=\"&0)","v":13177.660399999999},{"$f":"SUMIFS(Data!S:S,Data!$A:$A,$A283,Data!S:S,\">=\"&0)","v":13136.1201982},{"$f":"SUMIFS(Data!AA:AA,Data!$A:$A,$A283,Data!AA:AA,\">=\"&0)*1000","v":11.582700107000001},{"$f":"SUMIFS(Data!AG:AG,Data!$A:$A,$A283,Data!AG:AG,\">=\"&0)*1000","v":10.370199988},{"$f":"SUMIFS(Data!AM:AM,Data!$A:$A,$A283,Data!AM:AM,\">=\"&0)*1000","v":11.599700001},{"$f":"SUMIFS(Data!AS:AS,Data!$A:$A,$A283,Data!AS:AS,\">=\"&0)*1000","v":8.9204000000000008},0.2872868071579987,29.936550987221832,25.411114796621831,11.692157532188974,7.768484884247373,{"$f":"Data!$AZ$5","v":75.3},{"$f":" IF(Data!$AZ$2,1,R283) * (1 + E283/F283)","v":11.232614921652639},0.31523199520302264,-0.31389753622292482,10.539012308137231]
[279,{"$f":"SUMIF(Data!$A:$A,$A284,Data!G:G)/ SUMIF(Data!$A:$A,$A284,Data!F:F)","v":0.58516020236087685},{"$f":"SUMIFS(Data!L:L,Data!$A:$A,$A284,Data!L:L,\">=\"&0)","v":23904.609200000003},{"$f":"SUMIFS(Data!M:M,Data!$A:$A,$A284,Data!M:M,\">=\"&0)","v":23850.720356299997},{"$f":"SUMIFS(Data!N:N,Data!$A:$A,$A284,Data!N:N,\">=\"&0)*1000","v":182.381},{"$f":"SUMIFS(Data!O:O,Data!$A:$A,$A284,Data!O:O,\">=\"&0)*1000","v":11.951599999999997},{"$f":"SUMIFS(Data!R:R,Data!$A:$A,$A284,Data!R:R,\">=\"&0)","v":22353.646200000003},{"$f":"SUMIFS(Data!S:S,Data!$A:$A,$A284,Data!S:S,\">=\"&0)","v":22301.757571600003},{"$f":"SUMIFS(Data!AA:AA,Data!$A:$A,$A284,Data!AA:AA,\">=\"&0)*1000","v":12.978199999999999},{"$f":"SUMIFS(Data!AG:AG,Data!$A:$A,$A284,Data!AG:AG,\">=\"&0)*1000","v":11.084800099999999},{"$f":"SUMIFS(Data!AM:AM,Data!$A:$A,$A284,Data!AM:AM,\">=\"&0)*1000","v":12.477300099999999},{"$f":"SUMIFS(Data!AS:AS,Data!$A:$A,$A284,Data!AS:AS,\">=\"&0)*1000","v":9.5258000020000004},0.22543285794442502,31.697102772720285,25.282060126158935,17.081046865247494,7.9101878534773906,{"$f":"Data!$AZ$5","v":75.3},{"$f":" IF(Data!$AZ$2,1,R284) * (1 + E284/F284)","v":16.259965192944883},0.23212601620222481,-0.10883052030269613,6.9454740494198086]
[280,{"$f":"SUMIF(Data!$A:$A,$A285,Data!G:G)/ SUMIF(Data!$A:$A,$A285,Data!F:F)","v":0.89601677148846959},{"$f":"SUMIFS(Data!L:L,Data!$A:$A,$A285,Data!L:L,\">=\"&0)","v":12860.682059999999},{"$f":"SUMIFS(Data!M:M,Data!$A:$A,$A285,Data!M:M,\">=\"&0)","v":12814.120136099998},{"$f":"SUMIFS(Data!N:N,Data!$A:$A,$A285,Data!N:N,\">=\"&0)*1000","v":95.407899305000001},{"$f":"SUMIFS(Data!O:O,Data!$A:$A,$A285,Data!O:O,\">=\"&0)*1000","v":10.697900001000001},{"$f":"SUMIFS(Data!R:R,Data!$A:$A,$A285,Data!R:R,\">=\"&0)","v":11461.904399999999},{"$f":"SUMIFS(Data!S:S,Data!$A:$A,$A285,Data!S:S,\">=\"&0)","v":11415.336364000001},{"$f":"SUMIFS(Data!AA:AA,Data!$A:$A,$A285,Data!AA:AA,\">=\"&0)*1000","v":11.5886002},{"$f":"SUMIFS(Data!AG:AG,Data!$A:$A,$A285,Data!AG:AG,\">=\"&0)*1000","v":10.5227001},{"$f":"SUMIFS(Data!AM:AM,Data!$A:$A,$A285,Data!AM:AM,\">=\"&0)*1000","v":11.801100000999998},{"$f":"SUMIFS(Data!AS:AS,Data!$A:$A,$A285,Data!AS:AS,\">=\"&0)*1000","v":9.0988000000000007},0.36204863538941023,29.213633567992591,25.269215481157083,10.129530347443815,7.6860033449078653,{"$f":"Data!$AZ$5","v":75.3},{"$f":" IF(Data!$AZ$2,1,R285) * (1 + E285/F285)","v":9.9183764380001325},0.40628532898947195,-0.43875617949788337,12.253548450059482]
[281,{"$f":"SUMIF(Data!$A:$A,$A286,Data!G:G)/ SUMIF(Data!$A:$A,$A286,Data!F:F)","v":0.34177526432259653},{"$f":"SUMIFS(Data!L:L,Data!$A:$A,$A286,Data!L:L,\">=\"&0)","v":28922.980400299999},{"$f":"SUMIFS(Data!M:M,Data!$A:$A,$A286,Data!M:M,\">=\"&0)","v":28853.746955399998},{"$f":"SUMIFS(Data!N:N,Data!$A:$A,$A286,Data!N:N,\">=\"&0)*1000","v":219.72399900000005},{"$f":"SUMIFS(Data!O:O,Data!$A:$A,$A286,Data!O:O,\">=\"&0)*1000","v":11.507200000000001},{"$f":"SUMIFS(Data!R:R,Data!$A:$A,$A286,Data!R:R,\">=\"&0)","v":27430.835700299998},{"$f":"SUMIFS(Data!S:S,Data!$A:$A,$A286,Data!S:S,\">=\"&0)","v":27368.048659600005},{"$f":"SUMIFS(Data!AA:AA,Data!$A:$A,$A286,Data!AA:AA,\">=\"&0)*1000","v":12.539099980000001},{"$f":"SUMIFS(Data!AG:AG,Data!$A:$A,$A286,Data!AG:AG,\">=\"&0)*1000","v":10.176},{"$f":"SUMIFS(Data!AM:AM,Data!$A:$A,$A286,Data!AM:AM,\">=\"&0)*1000","v":11.504399979},{"$f":"SUMIFS(Data!AS:AS,Data!$A:$A,$A286,Data!AS:AS,\">=\"&0)*1000","v":8.6155000299999998},0.23937175194878185,33.581640137306117,25.401709984937938,23.222287539308194,8.2294581082046676,{"$f":"Data!$AZ$5","v":75.3},{"$f":" IF(Data!$AZ$2,1,R286) * (1 + E286/F286)","v":20.094479890850948},0.22889219047492235,0.21058133730140616,5.4285868688663363]
[282,{"$f":"SUMIF(Data!$A:$A,$A287,Data!G:G)/ SUMIF(Data!$A:$A,$A287,Data!F:F)","v":0.98250904704463204},{"$f":"SUMIFS(Data!L:L,Data!$A:$A,$A287,Data!L:L,\">=\"&0)","v":8200.4549000000006},{"$f":"SUMIFS(Data!M:M,Data!$A:$A,$A287,Data!M:M,\">=\"&0)","v":8155.8562920699987},{"$f":"SUMIFS(Data!N:N,Data!$A:$A,$A287,Data!N:N,\">=\"&0)*1000","v":60.08319980000001},{"$f":"SUMIFS(Data!O:O,Data!$A:$A,$A287,Data!O:O,\">=\"&0)*1000","v":8.0642999},{"$f":"SUMIFS(Data!R:R,Data!$A:$A,$A287,Data!R:R,\">=\"&0)","v":7127.5257999900005},{"$f":"SUMIFS(Data!S:S,Data!$A:$A,$A287,Data!S:S,\">=\"&0)","v":7083.8686857900002},{"$f":"SUMIFS(Data!AA:AA,Data!$A:$A,$A287,Data!AA:AA,\">=\"&0)*1000","v":8.7326000999999973},{"$f":"SUMIFS(Data!AG:AG,Data!$A:$A,$A287,Data!AG:AG,\">=\"&0)*1000","v":8.0284999999999993},{"$f":"SUMIFS(Data!AM:AM,Data!$A:$A,$A287,Data!AM:AM,\">=\"&0)*1000","v":8.9020998999999978},{"$f":"SUMIFS(Data!AS:AS,Data!$A:$A,$A287,Data!AS:AS,\">=\"&0)*1000","v":6.8488000300000014},0.54385529185706372,29.174500507809409,25.745385694686675,8.7700080961574223,7.6529348916366535,{"$f":"Data!$AZ$5","v":75.3},{"$f":" IF(Data!$AZ$2,1,R287) * (1 + E287/F287)","v":8.4505165414297174},0.61251429212731157,-0.58020401750175687,15.132798952504146]
[283,{"$f":"SUMIF(Data!$A:$A,$A288,Data!G:G)/ SUMIF(Data!$A:$A,$A288,Data!F:F)","v":0.88277310924369745},{"$f":"SUMIFS(Data!L:L,Data!$A:$A,$A288,Data!L:L,\">=\"&0)","v":12524.5209},{"$f":"SUMIFS(Data!M:M,Data!$A:$A,$A288,Data!M:M,\">=\"&0)","v":12479.136664950001},{"$f":"SUMIFS(Data!N:N,Data!$A:$A,$A288,Data!N:N,\">=\"&0)*1000","v":92.143100000000004},{"$f":"SUMIFS(Data!O:O,Data!$A:$A,$A288,Data!O:O,\">=\"&0)*1000","v":10.770299999999999},{"$f":"SUMIFS(Data!R:R,Data!$A:$A,$A288,Data!R:R,\">=\"&0)","v":11111.968600000002},{"$f":"SUMIFS(Data!S:S,Data!$A:$A,$A288,Data!S:S,\">=\"&0)","v":11067.411079500002},{"$f":"SUMIFS(Data!AA:AA,Data!$A:$A,$A288,Data!AA:AA,\">=\"&0)*1000","v":11.670199999999999},{"$f":"SUMIFS(Data!AG:AG,Data!$A:$A,$A288,Data!AG:AG,\">=\"&0)*1000","v":10.6044},{"$f":"SUMIFS(Data!AM:AM,Data!$A:$A,$A288,Data!AM:AM,\">=\"&0)*1000","v":11.818},{"$f":"SUMIFS(Data!AS:AS,Data!$A:$A,$A288,Data!AS:AS,\">=\"&0)*1000","v":9.0594999999999999},0.36236304296476601,29.4642015588182,25.600507522204097,10.050545056768879,7.7110932117701587,{"$f":"Data!$AZ$5","v":75.3},{"$f":" IF(Data!$AZ$2,1,R288) * (1 + E288/F288)","v":9.5552955813672806},0.40098673874942786,-0.36906082966725345,12.755698467412291]
[284,{"$f":"SUMIF(Data!$A:$A,$A289,Data!G:G)/ SUMIF(Data!$A:$A,$A289,Data!F:F)","v":0.98750000000000004},{"$f":"SUMIFS(Data!L:L,Data!$A:$A,$A289,Data!L:L,\">=\"&0)","v":7359.2491999999993},{"$f":"SUMIFS(Data!M:M,Data!$A:$A,$A289,Data!M:M,\">=\"&0)","v":7316.2599799999998},{"$f":"SUMIFS(Data!N:N,Data!$A:$A,$A289,Data!N:N,\">=\"&0)*1000","v":54.694700099999999},{"$f":"SUMIFS(Data!O:O,Data!$A:$A,$A289,Data!O:O,\">=\"&0)*1000","v":7.3629000000000007},{"$f":"SUMIFS(Data!R:R,Data!$A:$A,$A289,Data!R:R,\">=\"&0)","v":6388.3756000000003},{"$f":"SUMIFS(Data!S:S,Data!$A:$A,$A289,Data!S:S,\">=\"&0)","v":6346.4498899999999},{"$f":"SUMIFS(Data!AA:AA,Data!$A:$A,$A289,Data!AA:AA,\">=\"&0)*1000","v":7.9699},{"$f":"SUMIFS(Data!AG:AG,Data!$A:$A,$A289,Data!AG:AG,\">=\"&0)*1000","v":7.3359000000000014},{"$f":"SUMIFS(Data!AM:AM,Data!$A:$A,$A289,Data!AM:AM,\">=\"&0)*1000","v":8.1914000000000016},{"$f":"SUMIFS(Data!AS:AS,Data!$A:$A,$A289,Data!AS:AS,\">=\"&0)*1000","v":6.309800000000001},0.5841522529227503,28.82281037414965,25.453337585034014,8.64242969506126,7.6161557861453621,{"$f":"Data!$AZ$5","v":75.3},{"$f":" IF(Data!$AZ$2,1,R289) * (1 + E289/F289)","v":8.4284181640386251},0.65628123055257481,-0.60793318520874851,15.281143108497774]
[285,{"$f":"SUMIF(Data!$A:$A,$A290,Data!G:G)/ SUMIF(Data!$A:$A,$A290,Data!F:F)","v":0.48135398737808377},{"$f":"SUMIFS(Data!L:L,Data!$A:$A,$A290,Data!L:L,\">=\"&0)","v":21177.022300000001},{"$f":"SUMIFS(Data!M:M,Data!$A:$A,$A290,Data!M:M,\">=\"&0)","v":21120.696969999997},{"$f":"SUMIFS(Data!N:N,Data!$A:$A,$A290,Data!N:N,\">=\"&0)*1000","v":160.01249910000001},{"$f":"SUMIFS(Data!O:O,Data!$A:$A,$A290,Data!O:O,\">=\"&0)*1000","v":12.005799920000001},{"$f":"SUMIFS(Data!R:R,Data!$A:$A,$A290,Data!R:R,\">=\"&0)","v":19623.976600000002},{"$f":"SUMIFS(Data!S:S,Data!$A:$A,$A290,Data!S:S,\">=\"&0)","v":19572.80386},{"$f":"SUMIFS(Data!AA:AA,Data!$A:$A,$A290,Data!AA:AA,\">=\"&0)*1000","v":13.0672},{"$f":"SUMIFS(Data!AG:AG,Data!$A:$A,$A290,Data!AG:AG,\">=\"&0)*1000","v":11.202299999999997},{"$f":"SUMIFS(Data!AM:AM,Data!$A:$A,$A290,Data!AM:AM,\">=\"&0)*1000","v":12.455299870000001},{"$f":"SUMIFS(Data!AS:AS,Data!$A:$A,$A290,Data!AS:AS,\">=\"&0)*1000","v":9.3666},0.26597379556994327,31.981092873228885,25.943277357019468,16.647474179409617,8.1226282600710071,{"$f":"Data!$AZ$5","v":75.3},{"$f":" IF(Data!$AZ$2,1,R290) * (1 + E290/F290)","v":14.327933179482804},0.26076641367378001,7.4611019848275728E-2,7.9083871737117395]
[286,{"$f":"SUMIF(Data!$A:$A,$A291,Data!G:G)/ SUMIF(Data!$A:$A,$A291,Data!F:F)","v":0.67233485938521909},{"$f":"SUMIFS(Data!L:L,Data!$A:$A,$A291,Data!L:L,\">=\"&0)","v":18235.562399999999},{"$f":"SUMIFS(Data!M:M,Data!$A:$A,$A291,Data!M:M,\">=\"&0)","v":18191.7343},{"$f":"SUMIFS(Data!N:N,Data!$A:$A,$A291,Data!N:N,\">=\"&0)*1000","v":136.091701},{"$f":"SUMIFS(Data!O:O,Data!$A:$A,$A291,Data!O:O,\">=\"&0)*1000","v":11.735000000000001},{"$f":"SUMIFS(Data!R:R,Data!$A:$A,$A291,Data!R:R,\">=\"&0)","v":16699.236000000001},{"$f":"SUMIFS(Data!S:S,Data!$A:$A,$A291,Data!S:S,\">=\"&0)","v":16657.73199},{"$f":"SUMIFS(Data!AA:AA,Data!$A:$A,$A291,Data!AA:AA,\">=\"&0)*1000","v":12.737400000000003},{"$f":"SUMIFS(Data!AG:AG,Data!$A:$A,$A291,Data!AG:AG,\">=\"&0)*1000","v":11.1943},{"$f":"SUMIFS(Data!AM:AM,Data!$A:$A,$A291,Data!AM:AM,\">=\"&0)*1000","v":12.443999939999999},{"$f":"SUMIFS(Data!AS:AS,Data!$A:$A,$A291,Data!AS:AS,\">=\"&0)*1000","v":9.4810999999999996},0.24034410915672563,30.990246265285638,25.782172988265007,13.784693996051578,7.8697379370986305,{"$f":"Data!$AZ$5","v":75.3},{"$f":" IF(Data!$AZ$2,1,R291) * (1 + E291/F291)","v":12.597077204942478},0.24853837624667716,-0.10322381517003867,9.2089505997629004]
[287,{"$f":"SUMIF(Data!$A:$A,$A292,Data!G:G)/ SUMIF(Data!$A:$A,$A292,Data!F:F)","v":0.18095689246802463},{"$f":"SUMIFS(Data!L:L,Data!$A:$A,$A292,Data!L:L,\">=\"&0)","v":30712.718299999997},{"$f":"SUMIFS(Data!M:M,Data!$A:$A,$A292,Data!M:M,\">=\"&0)","v":30616.426200000002},{"$f":"SUMIFS(Data!N:N,Data!$A:$A,$A292,Data!N:N,\">=\"&0)*1000","v":238.99830000000003},{"$f":"SUMIFS(Data!O:O,Data!$A:$A,$A292,Data!O:O,\">=\"&0)*1000","v":10.475799899999998},{"$f":"SUMIFS(Data!R:R,Data!$A:$A,$A292,Data!R:R,\">=\"&0)","v":29380.2739},{"$f":"SUMIFS(Data!S:S,Data!$A:$A,$A292,Data!S:S,\">=\"&0)","v":29294.375199999999},{"$f":"SUMIFS(Data!AA:AA,Data!$A:$A,$A292,Data!AA:AA,\">=\"&0)*1000","v":11.449900000000001},{"$f":"SUMIFS(Data!AG:AG,Data!$A:$A,$A292,Data!AG:AG,\">=\"&0)*1000","v":8.8759000300000004},{"$f":"SUMIFS(Data!AM:AM,Data!$A:$A,$A292,Data!AM:AM,\">=\"&0)*1000","v":10.109499990000002},{"$f":"SUMIFS(Data!AS:AS,Data!$A:$A,$A292,Data!AS:AS,\">=\"&0)*1000","v":7.5005999000000001},0.3135251626359466,35.137797400282963,25.271570710091851,28.999875632893989,8.5074987554476742,{"$f":"Data!$AZ$5","v":75.3},{"$f":" IF(Data!$AZ$2,1,R292) * (1 + E292/F292)","v":23.814324660783189},0.29236861539266168,0.50382888475278464,4.5129858239816745]
[288,{"$f":"SUMIF(Data!$A:$A,$A293,Data!G:G)/ SUMIF(Data!$A:$A,$A293,Data!F:F)","v":0.39288668320926384},{"$f":"SUMIFS(Data!L:L,Data!$A:$A,$A293,Data!L:L,\">=\"&0)","v":25357.184399999998},{"$f":"SUMIFS(Data!M:M,Data!$A:$A,$A293,Data!M:M,\">=\"&0)","v":25289.748300000003},{"$f":"SUMIFS(Data!N:N,Data!$A:$A,$A293,Data!N:N,\">=\"&0)*1000","v":191.61240000000001},{"$f":"SUMIFS(Data!O:O,Data!$A:$A,$A293,Data!O:O,\">=\"&0)*1000","v":10.8329},{"$f":"SUMIFS(Data!R:R,Data!$A:$A,$A293,Data!R:R,\">=\"&0)","v":23941.575500000003},{"$f":"SUMIFS(Data!S:S,Data!$A:$A,$A293,Data!S:S,\">=\"&0)","v":23881.27},{"$f":"SUMIFS(Data!AA:AA,Data!$A:$A,$A293,Data!AA:AA,\">=\"&0)*1000","v":11.802800020000003},{"$f":"SUMIFS(Data!AG:AG,Data!$A:$A,$A293,Data!AG:AG,\">=\"&0)*1000","v":9.703000209999999},{"$f":"SUMIFS(Data!AM:AM,Data!$A:$A,$A293,Data!AM:AM,\">=\"&0)*1000","v":10.903699870000001},{"$f":"SUMIFS(Data!AS:AS,Data!$A:$A,$A293,Data!AS:AS,\">=\"&0)*1000","v":8.2146001000000002},0.26594474739867158,33.343498668329445,25.534938222095043,21.640727244712732,8.2175417558248416,{"$f":"Data!$AZ$5","v":75.3},{"$f":" IF(Data!$AZ$2,1,R293) * (1 + E293/F293)","v":18.688005981777732},0.25188609663554601,0.26272814955701468,5.8978366728402731]
[289,{"$f":"SUMIF(Data!$A:$A,$A294,Data!G:G)/ SUMIF(Data!$A:$A,$A294,Data!F:F)","v":0.72452964146254883},{"$f":"SUMIFS(Data!L:L,Data!$A:$A,$A294,Data!L:L,\">=\"&0)","v":16517.8678},{"$f":"SUMIFS(Data!M:M,Data!$A:$A,$A294,Data!M:M,\">=\"&0)","v":16473.310949999999},{"$f":"SUMIFS(Data!N:N,Data!$A:$A,$A294,Data!N:N,\">=\"&0)*1000","v":121.49310000000001},{"$f":"SUMIFS(Data!O:O,Data!$A:$A,$A294,Data!O:O,\">=\"&0)*1000","v":11.368599999999999},{"$f":"SUMIFS(Data!R:R,Data!$A:$A,$A294,Data!R:R,\">=\"&0)","v":15013.968800000001},{"$f":"SUMIFS(Data!S:S,Data!$A:$A,$A294,Data!S:S,\">=\"&0)","v":14971.641880000001},{"$f":"SUMIFS(Data!AA:AA,Data!$A:$A,$A294,Data!AA:AA,\">=\"&0)*1000","v":12.335499970000001},{"$f":"SUMIFS(Data!AG:AG,Data!$A:$A,$A294,Data!AG:AG,\">=\"&0)*1000","v":10.935500059999999},{"$f":"SUMIFS(Data!AM:AM,Data!$A:$A,$A294,Data!AM:AM,\">=\"&0)*1000","v":12.115300099999999},{"$f":"SUMIFS(Data!AS:AS,Data!$A:$A,$A294,Data!AS:AS,\">=\"&0)*1000","v":9.2480998900000007},0.26974940433898403,30.767996142131988,25.885184313654886,12.802340106246612,7.8383524976815444,{"$f":"Data!$AZ$5","v":75.3},{"$f":" IF(Data!$AZ$2,1,R294) * (1 + E294/F294)","v":11.686724838590505},0.28191693058533274,-0.14219853120740528,10.030089431981516]
[290,{"$f":"SUMIF(Data!$A:$A,$A295,Data!G:G)/ SUMIF(Data!$A:$A,$A295,Data!F:F)","v":0.79641185647425894},{"$f":"SUMIFS(Data!L:L,Data!$A:$A,$A295,Data!L:L,\">=\"&0)","v":14451.608700000001},{"$f":"SUMIFS(Data!M:M,Data!$A:$A,$A295,Data!M:M,\">=\"&0)","v":14405.533029999999},{"$f":"SUMIFS(Data!N:N,Data!$A:$A,$A295,Data!N:N,\">=\"&0)*1000","v":106.94520180000001},{"$f":"SUMIFS(Data!O:O,Data!$A:$A,$A295,Data!O:O,\">=\"&0)*1000","v":10.949900029999998},{"$f":"SUMIFS(Data!R:R,Data!$A:$A,$A295,Data!R:R,\">=\"&0)","v":13014.505400000002},{"$f":"SUMIFS(Data!S:S,Data!$A:$A,$A295,Data!S:S,\">=\"&0)","v":12969.311159999999},{"$f":"SUMIFS(Data!AA:AA,Data!$A:$A,$A295,Data!AA:AA,\">=\"&0)*1000","v":11.872600019999998},{"$f":"SUMIFS(Data!AG:AG,Data!$A:$A,$A295,Data!AG:AG,\">=\"&0)*1000","v":10.642999999999997},{"$f":"SUMIFS(Data!AM:AM,Data!$A:$A,$A295,Data!AM:AM,\">=\"&0)*1000","v":11.760499980000002},{"$f":"SUMIFS(Data!AS:AS,Data!$A:$A,$A295,Data!AS:AS,\">=\"&0)*1000","v":9.0268001400000006},0.31882727353392837,30.410067112561983,25.912133572060331,11.55313370290334,7.771675862453586,{"$f":"Data!$AZ$5","v":75.3},{"$f":" IF(Data!$AZ$2,1,R295) * (1 + E295/F295)","v":10.766774263417638},0.34726052670432278,-0.30613441846024053,11.074002715191234]
[291,{"$f":"SUMIF(Data!$A:$A,$A296,Data!G:G)/ SUMIF(Data!$A:$A,$A296,Data!F:F)","v":0.29020234291799785},{"$f":"SUMIFS(Data!L:L,Data!$A:$A,$A296,Data!L:L,\">=\"&0)","v":27215.566500000004},{"$f":"SUMIFS(Data!M:M,Data!$A:$A,$A296,Data!M:M,\">=\"&0)","v":27124.745040000002},{"$f":"SUMIFS(Data!N:N,Data!$A:$A,$A296,Data!N:N,\">=\"&0)*1000","v":206.805702},{"$f":"SUMIFS(Data!O:O,Data!$A:$A,$A296,Data!O:O,\">=\"&0)*1000","v":10.00650005},{"$f":"SUMIFS(Data!R:R,Data!$A:$A,$A296,Data!R:R,\">=\"&0)","v":25909.62617},{"$f":"SUMIFS(Data!S:S,Data!$A:$A,$A296,Data!S:S,\">=\"&0)","v":25827.497819999997},{"$f":"SUMIFS(Data!AA:AA,Data!$A:$A,$A296,Data!AA:AA,\">=\"&0)*1000","v":10.9239999},{"$f":"SUMIFS(Data!AG:AG,Data!$A:$A,$A296,Data!AG:AG,\">=\"&0)*1000","v":8.6910000000000007},{"$f":"SUMIFS(Data!AM:AM,Data!$A:$A,$A296,Data!AM:AM,\">=\"&0)*1000","v":9.8883998999999996},{"$f":"SUMIFS(Data!AS:AS,Data!$A:$A,$A296,Data!AS:AS,\">=\"&0)*1000","v":7.3765001100000003},0.33371144414724135,34.122775932872706,25.233090488852667,25.693244735933707,8.3989368216673128,{"$f":"Data!$AZ$5","v":75.3},{"$f":" IF(Data!$AZ$2,1,R296) * (1 + E296/F296)","v":21.667136457966638},0.3169800654827537,0.36252106465336553,5.0227367321485472]
[292,{"$f":"SUMIF(Data!$A:$A,$A297,Data!G:G)/ SUMIF(Data!$A:$A,$A297,Data!F:F)","v":0.23484848484848486},{"$f":"SUMIFS(Data!L:L,Data!$A:$A,$A297,Data!L:L,\">=\"&0)","v":28207.292299999997},{"$f":"SUMIFS(Data!M:M,Data!$A:$A,$A297,Data!M:M,\">=\"&0)","v":28102.894400000001},{"$f":"SUMIFS(Data!N:N,Data!$A:$A,$A297,Data!N:N,\">=\"&0)*1000","v":214.200199},{"$f":"SUMIFS(Data!O:O,Data!$A:$A,$A297,Data!O:O,\">=\"&0)*1000","v":9.8249000400000011},{"$f":"SUMIFS(Data!R:R,Data!$A:$A,$A297,Data!R:R,\">=\"&0)","v":26925.6145},{"$f":"SUMIFS(Data!S:S,Data!$A:$A,$A297,Data!S:S,\">=\"&0)","v":26832.012030000005},{"$f":"SUMIFS(Data!AA:AA,Data!$A:$A,$A297,Data!AA:AA,\">=\"&0)*1000","v":10.736599999999999},{"$f":"SUMIFS(Data!AG:AG,Data!$A:$A,$A297,Data!AG:AG,\">=\"&0)*1000","v":8.4188000000000009},{"$f":"SUMIFS(Data!AM:AM,Data!$A:$A,$A297,Data!AM:AM,\">=\"&0)*1000","v":9.5886999300000006},{"$f":"SUMIFS(Data!AS:AS,Data!$A:$A,$A297,Data!AS:AS,\">=\"&0)*1000","v":7.1431999999999993},0.37010961169071982,34.693928042762188,25.21611137400442,27.531239606594738,8.4915146321926755,{"$f":"Data!$AZ$5","v":75.3},{"$f":" IF(Data!$AZ$2,1,R297) * (1 + E297/F297)","v":22.801768784204342},0.34763355168735094,0.51249392337672028,4.736440817703369]
[293,{"$f":"SUMIF(Data!$A:$A,$A298,Data!G:G)/ SUMIF(Data!$A:$A,$A298,Data!F:F)","v":0.79275418776782236},{"$f":"SUMIFS(Data!L:L,Data!$A:$A,$A298,Data!L:L,\">=\"&0)","v":14918.659500000002},{"$f":"SUMIFS(Data!M:M,Data!$A:$A,$A298,Data!M:M,\">=\"&0)","v":14865.712809999999},{"$f":"SUMIFS(Data!N:N,Data!$A:$A,$A298,Data!N:N,\">=\"&0)*1000","v":107.39110100000002},{"$f":"SUMIFS(Data!O:O,Data!$A:$A,$A298,Data!O:O,\">=\"&0)*1000","v":11.003099999999998},{"$f":"SUMIFS(Data!R:R,Data!$A:$A,$A298,Data!R:R,\">=\"&0)","v":13434.493300000002},{"$f":"SUMIFS(Data!S:S,Data!$A:$A,$A298,Data!S:S,\">=\"&0)","v":13381.839880000001},{"$f":"SUMIFS(Data!AA:AA,Data!$A:$A,$A298,Data!AA:AA,\">=\"&0)*1000","v":11.934700100000001},{"$f":"SUMIFS(Data!AG:AG,Data!$A:$A,$A298,Data!AG:AG,\">=\"&0)*1000","v":10.685599999999999},{"$f":"SUMIFS(Data!AM:AM,Data!$A:$A,$A298,Data!AM:AM,\">=\"&0)*1000","v":11.744899970000001},{"$f":"SUMIFS(Data!AS:AS,Data!$A:$A,$A298,Data!AS:AS,\">=\"&0)*1000","v":9.0106000999999996},0.35490246291902089,30.694145262128835,26.125882235440397,11.689564460582492,7.8058107216284593,{"$f":"Data!$AZ$5","v":75.3},{"$f":" IF(Data!$AZ$2,1,R298) * (1 + E298/F298)","v":10.760076796539161},0.39192710007157877,-0.39838793912551984,11.088706361056811]
[294,{"$f":"SUMIF(Data!$A:$A,$A299,Data!G:G)/ SUMIF(Data!$A:$A,$A299,Data!F:F)","v":0.86314847942754924},{"$f":"SUMIFS(Data!L:L,Data!$A:$A,$A299,Data!L:L,\">=\"&0)","v":12269.59159},{"$f":"SUMIFS(Data!M:M,Data!$A:$A,$A299,Data!M:M,\">=\"&0)","v":12211.52563},{"$f":"SUMIFS(Data!N:N,Data!$A:$A,$A299,Data!N:N,\">=\"&0)*1000","v":88.730799499999989},{"$f":"SUMIFS(Data!O:O,Data!$A:$A,$A299,Data!O:O,\">=\"&0)*1000","v":10.1317},{"$f":"SUMIFS(Data!R:R,Data!$A:$A,$A299,Data!R:R,\">=\"&0)","v":10912.1829},{"$f":"SUMIFS(Data!S:S,Data!$A:$A,$A299,Data!S:S,\">=\"&0)","v":10854.910150000002},{"$f":"SUMIFS(Data!AA:AA,Data!$A:$A,$A299,Data!AA:AA,\">=\"&0)*1000","v":10.9822001},{"$f":"SUMIFS(Data!AG:AG,Data!$A:$A,$A299,Data!AG:AG,\">=\"&0)*1000","v":9.9388000499999993},{"$f":"SUMIFS(Data!AM:AM,Data!$A:$A,$A299,Data!AM:AM,\">=\"&0)*1000","v":10.891900009999999},{"$f":"SUMIFS(Data!AS:AS,Data!$A:$A,$A299,Data!AS:AS,\">=\"&0)*1000","v":8.3613001999999987},0.47325096009980477,30.35683275420779,26.23369939318853,10.498249735892418,7.7443507881448941,{"$f":"Data!$AZ$5","v":75.3},{"$f":" IF(Data!$AZ$2,1,R299) * (1 + E299/F299)","v":9.7577405075160133},0.52485144837517583,-0.50350417465219333,12.497712659556171]
[295,{"$f":"SUMIF(Data!$A:$A,$A300,Data!G:G)/ SUMIF(Data!$A:$A,$A300,Data!F:F)","v":0.67034531861872548},{"$f":"SUMIFS(Data!L:L,Data!$A:$A,$A300,Data!L:L,\">=\"&0)","v":18134.886480000001},{"$f":"SUMIFS(Data!M:M,Data!$A:$A,$A300,Data!M:M,\">=\"&0)","v":18078.355499999998},{"$f":"SUMIFS(Data!N:N,Data!$A:$A,$A300,Data!N:N,\">=\"&0)*1000","v":130.64910100000003},{"$f":"SUMIFS(Data!O:O,Data!$A:$A,$A300,Data!O:O,\">=\"&0)*1000","v":10.771799999999999},{"$f":"SUMIFS(Data!R:R,Data!$A:$A,$A300,Data!R:R,\">=\"&0)","v":16673.791000000001},{"$f":"SUMIFS(Data!S:S,Data!$A:$A,$A300,Data!S:S,\">=\"&0)","v":16618.342179999996},{"$f":"SUMIFS(Data!AA:AA,Data!$A:$A,$A300,Data!AA:AA,\">=\"&0)*1000","v":11.698499999999999},{"$f":"SUMIFS(Data!AG:AG,Data!$A:$A,$A300,Data!AG:AG,\">=\"&0)*1000","v":10.20329993},{"$f":"SUMIFS(Data!AM:AM,Data!$A:$A,$A300,Data!AM:AM,\">=\"&0)*1000","v":11.14679997},{"$f":"SUMIFS(Data!AS:AS,Data!$A:$A,$A300,Data!AS:AS,\">=\"&0)*1000","v":8.5038999900000007},0.31172502823410658,32.087479791800519,26.430057712588884,14.654083289306975,7.9215284010770599,{"$f":"Data!$AZ$5","v":75.3},{"$f":" IF(Data!$AZ$2,1,R300) * (1 + E300/F300)","v":13.128808648508146},0.33255076784880577,-0.27341715036504144,8.7855533613762749]
[296,{"$f":"SUMIF(Data!$A:$A,$A301,Data!G:G)/ SUMIF(Data!$A:$A,$A301,Data!F:F)","v":0.25605343723907598},{"$f":"SUMIFS(Data!L:L,Data!$A:$A,$A301,Data!L:L,\">=\"&0)","v":26280.891999999996},{"$f":"SUMIFS(Data!M:M,Data!$A:$A,$A301,Data!M:M,\">=\"&0)","v":26170.933199999999},{"$f":"SUMIFS(Data!N:N,Data!$A:$A,$A301,Data!N:N,\">=\"&0)*1000","v":199.36619899999999},{"$f":"SUMIFS(Data!O:O,Data!$A:$A,$A301,Data!O:O,\">=\"&0)*1000","v":9.3591000300000005},{"$f":"SUMIFS(Data!R:R,Data!$A:$A,$A301,Data!R:R,\">=\"&0)","v":25055.361700000001},{"$f":"SUMIFS(Data!S:S,Data!$A:$A,$A301,Data!S:S,\">=\"&0)","v":24955.703430000005},{"$f":"SUMIFS(Data!AA:AA,Data!$A:$A,$A301,Data!AA:AA,\">=\"&0)*1000","v":10.234800009999999},{"$f":"SUMIFS(Data!AG:AG,Data!$A:$A,$A301,Data!AG:AG,\">=\"&0)*1000","v":8.0632999999999999},{"$f":"SUMIFS(Data!AM:AM,Data!$A:$A,$A301,Data!AM:AM,\">=\"&0)*1000","v":9.1922000000000015},{"$f":"SUMIFS(Data!AS:AS,Data!$A:$A,$A301,Data!AS:AS,\">=\"&0)*1000","v":6.8488000000000007},0.41839827963220089,34.449091106938624,25.182640607664077,26.93066126771917,8.5561025046350547,{"$f":"Data!$AZ$5","v":75.3},{"$f":" IF(Data!$AZ$2,1,R301) * (1 + E301/F301)","v":22.301855772557651},0.39775227032542204,0.46044432183866479,4.8695472496244285]
[297,{"$f":"SUMIF(Data!$A:$A,$A302,Data!G:G)/ SUMIF(Data!$A:$A,$A302,Data!F:F)","v":0.22360077198786876},{"$f":"SUMIFS(Data!L:L,Data!$A:$A,$A302,Data!L:L,\">=\"&0)","v":27123.9709},{"$f":"SUMIFS(Data!M:M,Data!$A:$A,$A302,Data!M:M,\">=\"&0)","v":27008.003220000002},{"$f":"SUMIFS(Data!N:N,Data!$A:$A,$A302,Data!N:N,\">=\"&0)*1000","v":203.63780099999997},{"$f":"SUMIFS(Data!O:O,Data!$A:$A,$A302,Data!O:O,\">=\"&0)*1000","v":9.2546999000000003},{"$f":"SUMIFS(Data!R:R,Data!$A:$A,$A302,Data!R:R,\">=\"&0)","v":25899.306100000002},{"$f":"SUMIFS(Data!S:S,Data!$A:$A,$A302,Data!S:S,\">=\"&0)","v":25793.878640000003},{"$f":"SUMIFS(Data!AA:AA,Data!$A:$A,$A302,Data!AA:AA,\">=\"&0)*1000","v":10.136800000000001},{"$f":"SUMIFS(Data!AG:AG,Data!$A:$A,$A302,Data!AG:AG,\">=\"&0)*1000","v":7.9052000000000007},{"$f":"SUMIFS(Data!AM:AM,Data!$A:$A,$A302,Data!AM:AM,\">=\"&0)*1000","v":8.9878999999999998},{"$f":"SUMIFS(Data!AS:AS,Data!$A:$A,$A302,Data!AS:AS,\">=\"&0)*1000","v":6.7011999600000003},0.42754683828391044,35.024270695337897,25.265229452657028,28.229519809745483,8.7019582116644401,{"$f":"Data!$AZ$5","v":75.3},{"$f":" IF(Data!$AZ$2,1,R302) * (1 + E302/F302)","v":23.003717376076125},0.40706673604664245,0.47111848369925702,4.7070260232875194]
[298,{"$f":"SUMIF(Data!$A:$A,$A303,Data!G:G)/ SUMIF(Data!$A:$A,$A303,Data!F:F)","v":0.12468513853904283},{"$f":"SUMIFS(Data!L:L,Data!$A:$A,$A303,Data!L:L,\">=\"&0)","v":30507.617699999999},{"$f":"SUMIFS(Data!M:M,Data!$A:$A,$A303,Data!M:M,\">=\"&0)","v":30366.369959999996},{"$f":"SUMIFS(Data!N:N,Data!$A:$A,$A303,Data!N:N,\">=\"&0)*1000","v":230.22640100000001},{"$f":"SUMIFS(Data!O:O,Data!$A:$A,$A303,Data!O:O,\">=\"&0)*1000","v":9.8927000000000014},{"$f":"SUMIFS(Data!R:R,Data!$A:$A,$A303,Data!R:R,\">=\"&0)","v":29208.363230000003},{"$f":"SUMIFS(Data!S:S,Data!$A:$A,$A303,Data!S:S,\">=\"&0)","v":29080.711400000004},{"$f":"SUMIFS(Data!AA:AA,Data!$A:$A,$A303,Data!AA:AA,\">=\"&0)*1000","v":10.865299999999998},{"$f":"SUMIFS(Data!AG:AG,Data!$A:$A,$A303,Data!AG:AG,\">=\"&0)*1000","v":8.2771001299999991},{"$f":"SUMIFS(Data!AM:AM,Data!$A:$A,$A303,Data!AM:AM,\">=\"&0)*1000","v":9.1080999999999985},{"$f":"SUMIFS(Data!AS:AS,Data!$A:$A,$A303,Data!AS:AS,\">=\"&0)*1000","v":6.7588000300000006},0.46299170714992449,37.479674892261627,26.46277665427289,31.269403889644607,8.9514325421295009,{"$f":"Data!$AZ$5","v":75.3},{"$f":" IF(Data!$AZ$2,1,R303) * (1 + E303/F303)","v":24.272352441699432},0.43703862826824641,0.629942277563317,4.4210010625805873]
[299,{"$f":"SUMIF(Data!$A:$A,$A304,Data!G:G)/ SUMIF(Data!$A:$A,$A304,Data!F:F)","v":0.52664359861591692},{"$f":"SUMIFS(Data!L:L,Data!$A:$A,$A304,Data!L:L,\">=\"&0)","v":19488.607300000003},{"$f":"SUMIFS(Data!M:M,Data!$A:$A,$A304,Data!M:M,\">=\"&0)","v":19433.484560000001},{"$f":"SUMIFS(Data!N:N,Data!$A:$A,$A304,Data!N:N,\">=\"&0)*1000","v":144.57119899999998},{"$f":"SUMIFS(Data!O:O,Data!$A:$A,$A304,Data!O:O,\">=\"&0)*1000","v":9.6976000000000013},{"$f":"SUMIFS(Data!R:R,Data!$A:$A,$A304,Data!R:R,\">=\"&0)","v":18193.942299999999},{"$f":"SUMIFS(Data!S:S,Data!$A:$A,$A304,Data!S:S,\">=\"&0)","v":18142.353579999999},{"$f":"SUMIFS(Data!AA:AA,Data!$A:$A,$A304,Data!AA:AA,\">=\"&0)*1000","v":10.5709},{"$f":"SUMIFS(Data!AG:AG,Data!$A:$A,$A304,Data!AG:AG,\">=\"&0)*1000","v":8.9326000800000003},{"$f":"SUMIFS(Data!AM:AM,Data!$A:$A,$A304,Data!AM:AM,\">=\"&0)*1000","v":9.8796000999999976},{"$f":"SUMIFS(Data!AS:AS,Data!$A:$A,$A304,Data!AS:AS,\">=\"&0)*1000","v":7.4876999800000004},0.28284596816727131,32.890170430695086,26.040804496468695,18.34068362321668,8.2613590138966302,{"$f":"Data!$AZ$5","v":75.3},{"$f":" IF(Data!$AZ$2,1,R304) * (1 + E304/F304)","v":15.907935881042729},0.28354888209137469,-1.118190963452865E-2,7.1166674946922859]
[300,{"$f":"SUMIF(Data!$A:$A,$A305,Data!G:G)/ SUMIF(Data!$A:$A,$A305,Data!F:F)","v":0.44985673352435529},{"$f":"SUMIFS(Data!L:L,Data!$A:$A,$A305,Data!L:L,\">=\"&0)","v":12820.719700000001},{"$f":"SUMIFS(Data!M:M,Data!$A:$A,$A305,Data!M:M,\">=\"&0)","v":12768.446131999999},{"$f":"SUMIFS(Data!N:N,Data!$A:$A,$A305,Data!N:N,\">=\"&0)*1000","v":99.743699700000008},{"$f":"SUMIFS(Data!O:O,Data!$A:$A,$A305,Data!O:O,\">=\"&0)*1000","v":4.8937000020000001},{"$f":"SUMIFS(Data!R:R,Data!$A:$A,$A305,Data!R:R,\">=\"&0)","v":12186.102900000002},{"$f":"SUMIFS(Data!S:S,Data!$A:$A,$A305,Data!S:S,\">=\"&0)","v":12135.540891999999},{"$f":"SUMIFS(Data!AA:AA,Data!$A:$A,$A305,Data!AA:AA,\">=\"&0)*1000","v":5.3353000000000002},{"$f":"SUMIFS(Data!AG:AG,Data!$A:$A,$A305,Data!AG:AG,\">=\"&0)*1000","v":4.3323000220000001},{"$f":"SUMIFS(Data!AM:AM,Data!$A:$A,$A305,Data!AM:AM,\">=\"&0)*1000","v":4.9011999999999993},{"$f":"SUMIFS(Data!AS:AS,Data!$A:$A,$A305,Data!AS:AS,\">=\"&0)*1000","v":3.7667000000000002},0.40772725106845864,33.82635522256502,24.985456342000884,23.1516740047234,8.2769478379847392,{"$f":"Data!$AZ$5","v":75.3},{"$f":" IF(Data!$AZ$2,1,R305) * (1 + E305/F305)","v":21.382062582347892},0.41491532128784664,-0.15369576727726533,5.2153030971798353]
[301,{"$f":"SUMIF(Data!$A:$A,$A306,Data!G:G)/ SUMIF(Data!$A:$A,$A306,Data!F:F)","v":0.4783702213279678},{"$f":"SUMIFS(Data!L:L,Data!$A:$A,$A306,Data!L:L,\">=\"&0)","v":14534.8791},{"$f":"SUMIFS(Data!M:M,Data!$A:$A,$A306,Data!M:M,\">=\"&0)","v":14471.01347},{"$f":"SUMIFS(Data!N:N,Data!$A:$A,$A306,Data!N:N,\">=\"&0)*1000","v":110.29679900000001},{"$f":"SUMIFS(Data!O:O,Data!$A:$A,$A306,Data!O:O,\">=\"&0)*1000","v":5.5373000000000001},{"$f":"SUMIFS(Data!R:R,Data!$A:$A,$A306,Data!R:R,\">=\"&0)","v":13799.2436},{"$f":"SUMIFS(Data!S:S,Data!$A:$A,$A306,Data!S:S,\">=\"&0)","v":13738.479579999999},{"$f":"SUMIFS(Data!AA:AA,Data!$A:$A,$A306,Data!AA:AA,\">=\"&0)*1000","v":6.0500998999999984},{"$f":"SUMIFS(Data!AG:AG,Data!$A:$A,$A306,Data!AG:AG,\">=\"&0)*1000","v":4.9086999700000007},{"$f":"SUMIFS(Data!AM:AM,Data!$A:$A,$A306,Data!AM:AM,\">=\"&0)*1000","v":5.6347000000000014},{"$f":"SUMIFS(Data!AS:AS,Data!$A:$A,$A306,Data!AS:AS,\">=\"&0)*1000","v":4.2998999099999997},0.43939567409267433,33.1120757566026,24.560983060766802,23.252591052127336,8.4758914476767302,{"$f":"Data!$AZ$5","v":75.3},{"$f":" IF(Data!$AZ$2,1,R306) * (1 + E306/F306)","v":20.918877250645622},0.44034312141573129,-1.9819534252481338E-2,5.3319865981851233]
[302,{"$f":"SUMIF(Data!$A:$A,$A307,Data!G:G)/ SUMIF(Data!$A:$A,$A307,Data!F:F)","v":0.67995508141493544},{"$f":"SUMIFS(Data!L:L,Data!$A:$A,$A307,Data!L:L,\">=\"&0)","v":11350.7057},{"$f":"SUMIFS(Data!M:M,Data!$A:$A,$A307,Data!M:M,\">=\"&0)","v":11313.404140999999},{"$f":"SUMIFS(Data!N:N,Data!$A:$A,$A307,Data!N:N,\">=\"&0)*1000","v":83.999299999999991},{"$f":"SUMIFS(Data!O:O,Data!$A:$A,$A307,Data!O:O,\">=\"&0)*1000","v":6.554099999},{"$f":"SUMIFS(Data!R:R,Data!$A:$A,$A307,Data!R:R,\">=\"&0)","v":10468.877600000002},{"$f":"SUMIFS(Data!S:S,Data!$A:$A,$A307,Data!S:S,\">=\"&0)","v":10432.568251500001},{"$f":"SUMIFS(Data!AA:AA,Data!$A:$A,$A307,Data!AA:AA,\">=\"&0)*1000","v":7.1311000000000009},{"$f":"SUMIFS(Data!AG:AG,Data!$A:$A,$A307,Data!AG:AG,\">=\"&0)*1000","v":6.1935999989999999},{"$f":"SUMIFS(Data!AM:AM,Data!$A:$A,$A307,Data!AM:AM,\">=\"&0)*1000","v":6.840199880000001},{"$f":"SUMIFS(Data!AS:AS,Data!$A:$A,$A307,Data!AS:AS,\">=\"&0)*1000","v":5.1436999999999999},0.32862766409317934,31.714707577816036,26.1886240687503,15.136592630317857,8.0913183239612501,{"$f":"Data!$AZ$5","v":75.3},{"$f":" IF(Data!$AZ$2,1,R307) * (1 + E307/F307)","v":13.816298196978424},0.34683134035305607,-0.25150741948771388,8.4431356523677827]
[303,{"$f":"SUMIF(Data!$A:$A,$A308,Data!G:G)/ SUMIF(Data!$A:$A,$A308,Data!F:F)","v":0.99147485080988917},{"$f":"SUMIFS(Data!L:L,Data!$A:$A,$A308,Data!L:L,\">=\"&0)","v":5731.9549399999996},{"$f":"SUMIFS(Data!M:M,Data!$A:$A,$A308,Data!M:M,\">=\"&0)","v":5695.6571460000005},{"$f":"SUMIFS(Data!N:N,Data!$A:$A,$A308,Data!N:N,\">=\"&0)*1000","v":42.559600199999991},{"$f":"SUMIFS(Data!O:O,Data!$A:$A,$A308,Data!O:O,\">=\"&0)*1000","v":5.7384999599999995},{"$f":"SUMIFS(Data!R:R,Data!$A:$A,$A308,Data!R:R,\">=\"&0)","v":4963.3909000000003},{"$f":"SUMIFS(Data!S:S,Data!$A:$A,$A308,Data!S:S,\">=\"&0)","v":4926.9371620000002},{"$f":"SUMIFS(Data!AA:AA,Data!$A:$A,$A308,Data!AA:AA,\">=\"&0)*1000","v":6.2145999720000002},{"$f":"SUMIFS(Data!AG:AG,Data!$A:$A,$A308,Data!AG:AG,\">=\"&0)*1000","v":5.7065999699999992},{"$f":"SUMIFS(Data!AM:AM,Data!$A:$A,$A308,Data!AM:AM,\">=\"&0)*1000","v":6.2701000100000011},{"$f":"SUMIFS(Data!AS:AS,Data!$A:$A,$A308,Data!AS:AS,\">=\"&0)*1000","v":4.8012999799999996},0.63325330327874418,29.622140271878937,26.16353466441581,8.9019732357374473,7.6609920854934899,{"$f":"Data!$AZ$5","v":75.3},{"$f":" IF(Data!$AZ$2,1,R308) * (1 + E308/F308)","v":8.416502656906875},0.73445228744728031,-0.85174151913076102,15.602390668363064]
[304,{"$f":"SUMIF(Data!$A:$A,$A309,Data!G:G)/ SUMIF(Data!$A:$A,$A309,Data!F:F)","v":0.78549477566072523},{"$f":"SUMIFS(Data!L:L,Data!$A:$A,$A309,Data!L:L,\">=\"&0)","v":9539.0286999999989},{"$f":"SUMIFS(Data!M:M,Data!$A:$A,$A309,Data!M:M,\">=\"&0)","v":9502.7962069999994},{"$f":"SUMIFS(Data!N:N,Data!$A:$A,$A309,Data!N:N,\">=\"&0)*1000","v":70.71039949999998},{"$f":"SUMIFS(Data!O:O,Data!$A:$A,$A309,Data!O:O,\">=\"&0)*1000","v":6.7984000299999998},{"$f":"SUMIFS(Data!R:R,Data!$A:$A,$A309,Data!R:R,\">=\"&0)","v":8629.2723999999998},{"$f":"SUMIFS(Data!S:S,Data!$A:$A,$A309,Data!S:S,\">=\"&0)","v":8594.9534069999991},{"$f":"SUMIFS(Data!AA:AA,Data!$A:$A,$A309,Data!AA:AA,\">=\"&0)*1000","v":7.3873998600000004},{"$f":"SUMIFS(Data!AG:AG,Data!$A:$A,$A309,Data!AG:AG,\">=\"&0)*1000","v":6.5617000999999995},{"$f":"SUMIFS(Data!AM:AM,Data!$A:$A,$A309,Data!AM:AM,\">=\"&0)*1000","v":7.2297000999999996},{"$f":"SUMIFS(Data!AS:AS,Data!$A:$A,$A309,Data!AS:AS,\">=\"&0)*1000","v":5.5284999849999998},0.37983419632650361,30.926991237594649,26.073360246628006,12.58362539305935,7.9730330178716002,{"$f":"Data!$AZ$5","v":75.3},{"$f":" IF(Data!$AZ$2,1,R309) * (1 + E309/F309)","v":11.401035418329155},0.39770436497057127,-0.20373842564253039,10.562509847471935]
[305,{"$f":"SUMIF(Data!$A:$A,$A310,Data!G:G)/ SUMIF(Data!$A:$A,$A310,Data!F:F)","v":0.61838006230529596},{"$f":"SUMIFS(Data!L:L,Data!$A:$A,$A310,Data!L:L,\">=\"&0)","v":12343.213829999999},{"$f":"SUMIFS(Data!M:M,Data!$A:$A,$A310,Data!M:M,\">=\"&0)","v":12305.782666999999},{"$f":"SUMIFS(Data!N:N,Data!$A:$A,$A310,Data!N:N,\">=\"&0)*1000","v":92.991699499999996},{"$f":"SUMIFS(Data!O:O,Data!$A:$A,$A310,Data!O:O,\">=\"&0)*1000","v":6.7484999899999991},{"$f":"SUMIFS(Data!R:R,Data!$A:$A,$A310,Data!R:R,\">=\"&0)","v":11451.191000000001},{"$f":"SUMIFS(Data!S:S,Data!$A:$A,$A310,Data!S:S,\">=\"&0)","v":11415.783831999999},{"$f":"SUMIFS(Data!AA:AA,Data!$A:$A,$A310,Data!AA:AA,\">=\"&0)*1000","v":7.3394000100000003},{"$f":"SUMIFS(Data!AG:AG,Data!$A:$A,$A310,Data!AG:AG,\">=\"&0)*1000","v":6.3205000999999994},{"$f":"SUMIFS(Data!AM:AM,Data!$A:$A,$A310,Data!AM:AM,\">=\"&0)*1000","v":7.0620999599999994},{"$f":"SUMIFS(Data!AS:AS,Data!$A:$A,$A310,Data!AS:AS,\">=\"&0)*1000","v":5.3625000100000006},0.30325297378405125,31.631560709330458,25.636621076624529,16.120558403282061,8.0510671062334005,{"$f":"Data!$AZ$5","v":75.3},{"$f":" IF(Data!$AZ$2,1,R310) * (1 + E310/F310)","v":14.779610230095001},0.30920074601848441,-8.7905755362303301E-2,7.7962131036960702]
[306,{"$f":"SUMIF(Data!$A:$A,$A311,Data!G:G)/ SUMIF(Data!$A:$A,$A311,Data!F:F)","v":0.44186863364945556},{"$f":"SUMIFS(Data!L:L,Data!$A:$A,$A311,Data!L:L,\">=\"&0)","v":18853.532599999999},{"$f":"SUMIFS(Data!M:M,Data!$A:$A,$A311,Data!M:M,\">=\"&0)","v":18795.147360000003},{"$f":"SUMIFS(Data!N:N,Data!$A:$A,$A311,Data!N:N,\">=\"&0)*1000","v":144.16310099999998},{"$f":"SUMIFS(Data!O:O,Data!$A:$A,$A311,Data!O:O,\">=\"&0)*1000","v":8.7390000000000008},{"$f":"SUMIFS(Data!R:R,Data!$A:$A,$A311,Data!R:R,\">=\"&0)","v":17717.367830000003},{"$f":"SUMIFS(Data!S:S,Data!$A:$A,$A311,Data!S:S,\">=\"&0)","v":17664.861960000002},{"$f":"SUMIFS(Data!AA:AA,Data!$A:$A,$A311,Data!AA:AA,\">=\"&0)*1000","v":9.5626999000000001},{"$f":"SUMIFS(Data!AG:AG,Data!$A:$A,$A311,Data!AG:AG,\">=\"&0)*1000","v":7.949000100000001},{"$f":"SUMIFS(Data!AM:AM,Data!$A:$A,$A311,Data!AM:AM,\">=\"&0)*1000","v":9.0387000000000004},{"$f":"SUMIFS(Data!AS:AS,Data!$A:$A,$A311,Data!AS:AS,\">=\"&0)*1000","v":6.7956000099999994},0.30967798575846722,32.336052348696228,25.141991418759719,20.300663979108503,8.6136750981801633,{"$f":"Data!$AZ$5","v":75.3},{"$f":" IF(Data!$AZ$2,1,R311) * (1 + E311/F311)","v":17.496521455544109},0.29635254234037572,0.23314890666927693,6.3984955136326516]
[307,{"$f":"SUMIF(Data!$A:$A,$A312,Data!G:G)/ SUMIF(Data!$A:$A,$A312,Data!F:F)","v":0.75035595633602281},{"$f":"SUMIFS(Data!L:L,Data!$A:$A,$A312,Data!L:L,\">=\"&0)","v":12677.8499197},{"$f":"SUMIFS(Data!M:M,Data!$A:$A,$A312,Data!M:M,\">=\"&0)","v":12625.382466300001},{"$f":"SUMIFS(Data!N:N,Data!$A:$A,$A312,Data!N:N,\">=\"&0)*1000","v":95.129699500000001},{"$f":"SUMIFS(Data!O:O,Data!$A:$A,$A312,Data!O:O,\">=\"&0)*1000","v":8.3853999999999989},{"$f":"SUMIFS(Data!R:R,Data!$A:$A,$A312,Data!R:R,\">=\"&0)","v":11578.4095},{"$f":"SUMIFS(Data!S:S,Data!$A:$A,$A312,Data!S:S,\">=\"&0)","v":11527.658717999999},{"$f":"SUMIFS(Data!AA:AA,Data!$A:$A,$A312,Data!AA:AA,\">=\"&0)*1000","v":9.1258999679999988},{"$f":"SUMIFS(Data!AG:AG,Data!$A:$A,$A312,Data!AG:AG,\">=\"&0)*1000","v":8.0526999559999997},{"$f":"SUMIFS(Data!AM:AM,Data!$A:$A,$A312,Data!AM:AM,\">=\"&0)*1000","v":8.9925001000000009},{"$f":"SUMIFS(Data!AS:AS,Data!$A:$A,$A312,Data!AS:AS,\">=\"&0)*1000","v":6.9273999700000006},0.41385135281077895,30.64597288074355,25.44913038187644,13.32720724556944,8.1142678595707345,{"$f":"Data!$AZ$5","v":75.3},{"$f":" IF(Data!$AZ$2,1,R312) * (1 + E312/F312)","v":12.344682364586069},0.43832256926135654,-0.3020893941574137,9.5225212261527794]
[308,{"$f":"SUMIF(Data!$A:$A,$A313,Data!G:G)/ SUMIF(Data!$A:$A,$A313,Data!F:F)","v":0.1693281108767701},{"$f":"SUMIFS(Data!L:L,Data!$A:$A,$A313,Data!L:L,\">=\"&0)","v":24889.796780000004},{"$f":"SUMIFS(Data!M:M,Data!$A:$A,$A313,Data!M:M,\">=\"&0)","v":24783.16001},{"$f":"SUMIFS(Data!N:N,Data!$A:$A,$A313,Data!N:N,\">=\"&0)*1000","v":190.65350000000001},{"$f":"SUMIFS(Data!O:O,Data!$A:$A,$A313,Data!O:O,\">=\"&0)*1000","v":8.1845999999999997},{"$f":"SUMIFS(Data!R:R,Data!$A:$A,$A313,Data!R:R,\">=\"&0)","v":23823.410499999998},{"$f":"SUMIFS(Data!S:S,Data!$A:$A,$A313,Data!S:S,\">=\"&0)","v":23728.171780000001},{"$f":"SUMIFS(Data!AA:AA,Data!$A:$A,$A313,Data!AA:AA,\">=\"&0)*1000","v":9.03509998},{"$f":"SUMIFS(Data!AG:AG,Data!$A:$A,$A313,Data!AG:AG,\">=\"&0)*1000","v":6.9063001000000011},{"$f":"SUMIFS(Data!AM:AM,Data!$A:$A,$A313,Data!AM:AM,\">=\"&0)*1000","v":7.7774000099999991},{"$f":"SUMIFS(Data!AS:AS,Data!$A:$A,$A313,Data!AS:AS,\">=\"&0)*1000","v":5.7912000000000008},0.42843567965846846,36.332191942743982,25.614238719090537,30.82402804940374,9.4132879755913894,{"$f":"Data!$AZ$5","v":75.3},{"$f":" IF(Data!$AZ$2,1,R313) * (1 + E313/F313)","v":24.2941744251399},0.39976946205916891,0.69642209046639836,4.4461420786291894]
[309,{"$f":"SUMIF(Data!$A:$A,$A314,Data!G:G)/ SUMIF(Data!$A:$A,$A314,Data!F:F)","v":0.13088702687084658},{"$f":"SUMIFS(Data!L:L,Data!$A:$A,$A314,Data!L:L,\">=\"&0)","v":26286.829099999999},{"$f":"SUMIFS(Data!M:M,Data!$A:$A,$A314,Data!M:M,\">=\"&0)","v":26161.560800000003},{"$f":"SUMIFS(Data!N:N,Data!$A:$A,$A314,Data!N:N,\">=\"&0)*1000","v":201.15959900000001},{"$f":"SUMIFS(Data!O:O,Data!$A:$A,$A314,Data!O:O,\">=\"&0)*1000","v":8.5483998999999997},{"$f":"SUMIFS(Data!R:R,Data!$A:$A,$A314,Data!R:R,\">=\"&0)","v":25175.256520000003},{"$f":"SUMIFS(Data!S:S,Data!$A:$A,$A314,Data!S:S,\">=\"&0)","v":25063.172729999998},{"$f":"SUMIFS(Data!AA:AA,Data!$A:$A,$A314,Data!AA:AA,\">=\"&0)*1000","v":9.4583999999999993},{"$f":"SUMIFS(Data!AG:AG,Data!$A:$A,$A314,Data!AG:AG,\">=\"&0)*1000","v":7.1588000699999998},{"$f":"SUMIFS(Data!AM:AM,Data!$A:$A,$A314,Data!AM:AM,\">=\"&0)*1000","v":7.8837999999999999},{"$f":"SUMIFS(Data!AS:AS,Data!$A:$A,$A314,Data!AS:AS,\">=\"&0)*1000","v":5.8627000090000001},0.47654397387928427,37.790807020987209,26.412844820996291,32.122700836929496,9.621078617948065,{"$f":"Data!$AZ$5","v":75.3},{"$f":" IF(Data!$AZ$2,1,R314) * (1 + E314/F314)","v":24.531842374384009},0.44521409309558135,0.76857969699404238,4.3824781556297543]
[310,{"$f":"SUMIF(Data!$A:$A,$A315,Data!G:G)/ SUMIF(Data!$A:$A,$A315,Data!F:F)","v":0.13204225352112675},{"$f":"SUMIFS(Data!L:L,Data!$A:$A,$A315,Data!L:L,\">=\"&0)","v":26164.171900000001},{"$f":"SUMIFS(Data!M:M,Data!$A:$A,$A315,Data!M:M,\">=\"&0)","v":26039.247490000005},{"$f":"SUMIFS(Data!N:N,Data!$A:$A,$A315,Data!N:N,\">=\"&0)*1000","v":198.15240010000002},{"$f":"SUMIFS(Data!O:O,Data!$A:$A,$A315,Data!O:O,\">=\"&0)*1000","v":8.4500000800000006},{"$f":"SUMIFS(Data!R:R,Data!$A:$A,$A315,Data!R:R,\">=\"&0)","v":25052.485200000003},{"$f":"SUMIFS(Data!S:S,Data!$A:$A,$A315,Data!S:S,\">=\"&0)","v":24941.178550000001},{"$f":"SUMIFS(Data!AA:AA,Data!$A:$A,$A315,Data!AA:AA,\">=\"&0)*1000","v":9.3531999999999993},{"$f":"SUMIFS(Data!AG:AG,Data!$A:$A,$A315,Data!AG:AG,\">=\"&0)*1000","v":7.0736999800000007},{"$f":"SUMIFS(Data!AM:AM,Data!$A:$A,$A315,Data!AM:AM,\">=\"&0)*1000","v":7.7614000000000001},{"$f":"SUMIFS(Data!AS:AS,Data!$A:$A,$A315,Data!AS:AS,\">=\"&0)*1000","v":5.7735999299999996},0.47746364944191483,38.007847590024483,26.540396439366265,32.225002847802408,9.656587264251792,{"$f":"Data!$AZ$5","v":75.3},{"$f":" IF(Data!$AZ$2,1,R315) * (1 + E315/F315)","v":24.449987955503072},0.44429384594548033,0.81100129597422732,4.4026345338841422]
[311,{"$f":"SUMIF(Data!$A:$A,$A316,Data!G:G)/ SUMIF(Data!$A:$A,$A316,Data!F:F)","v":0.72571428571428576},{"$f":"SUMIFS(Data!L:L,Data!$A:$A,$A316,Data!L:L,\">=\"&0)","v":11731.394999999999},{"$f":"SUMIFS(Data!M:M,Data!$A:$A,$A316,Data!M:M,\">=\"&0)","v":11688.734727000001},{"$f":"SUMIFS(Data!N:N,Data!$A:$A,$A316,Data!N:N,\">=\"&0)*1000","v":86.453400000000002},{"$f":"SUMIFS(Data!O:O,Data!$A:$A,$A316,Data!O:O,\">=\"&0)*1000","v":6.8321999999999994},{"$f":"SUMIFS(Data!R:R,Data!$A:$A,$A316,Data!R:R,\">=\"&0)","v":10803.561100000001},{"$f":"SUMIFS(Data!S:S,Data!$A:$A,$A316,Data!S:S,\">=\"&0)","v":10761.258123000001},{"$f":"SUMIFS(Data!AA:AA,Data!$A:$A,$A316,Data!AA:AA,\">=\"&0)*1000","v":7.4311000000000007},{"$f":"SUMIFS(Data!AG:AG,Data!$A:$A,$A316,Data!AG:AG,\">=\"&0)*1000","v":6.5040000000000004},{"$f":"SUMIFS(Data!AM:AM,Data!$A:$A,$A316,Data!AM:AM,\">=\"&0)*1000","v":7.0903999999999989},{"$f":"SUMIFS(Data!AS:AS,Data!$A:$A,$A316,Data!AS:AS,\">=\"&0)*1000","v":5.5024999999999995},0.36364194539522104,32.145601108382152,26.30707223376788,14.254305043050429,8.0593720983434647,{"$f":"Data!$AZ$5","v":75.3},{"$f":" IF(Data!$AZ$2,1,R316) * (1 + E316/F316)","v":13.653815754808116},0.39156512013431727,-0.38125788317693204,8.61866329567642]
[312,{"$f":"SUMIF(Data!$A:$A,$A317,Data!G:G)/ SUMIF(Data!$A:$A,$A317,Data!F:F)","v":0.24075342465753424},{"$f":"SUMIFS(Data!L:L,Data!$A:$A,$A317,Data!L:L,\">=\"&0)","v":21974.441499999997},{"$f":"SUMIFS(Data!M:M,Data!$A:$A,$A317,Data!M:M,\">=\"&0)","v":21898.191909999998},{"$f":"SUMIFS(Data!N:N,Data!$A:$A,$A317,Data!N:N,\">=\"&0)*1000","v":165.75130099999998},{"$f":"SUMIFS(Data!O:O,Data!$A:$A,$A317,Data!O:O,\">=\"&0)*1000","v":7.6234999999999991},{"$f":"SUMIFS(Data!R:R,Data!$A:$A,$A317,Data!R:R,\">=\"&0)","v":20963.3714},{"$f":"SUMIFS(Data!S:S,Data!$A:$A,$A317,Data!S:S,\">=\"&0)","v":20896.995615},{"$f":"SUMIFS(Data!AA:AA,Data!$A:$A,$A317,Data!AA:AA,\">=\"&0)*1000","v":8.3935999999999993},{"$f":"SUMIFS(Data!AG:AG,Data!$A:$A,$A317,Data!AG:AG,\">=\"&0)*1000","v":6.5490000200000003},{"$f":"SUMIFS(Data!AM:AM,Data!$A:$A,$A317,Data!AM:AM,\">=\"&0)*1000","v":7.3005000000000004},{"$f":"SUMIFS(Data!AS:AS,Data!$A:$A,$A317,Data!AS:AS,\">=\"&0)*1000","v":5.4555000000000007},0.34699216360060597,35.924661246612452,25.926829376693767,28.166131842522102,9.174847502859329,{"$f":"Data!$AZ$5","v":75.3},{"$f":" IF(Data!$AZ$2,1,R317) * (1 + E317/F317)","v":22.742152685774251},0.31662743426851742,0.69055931073256593,4.791101617886806]
[313,{"$f":"SUMIF(Data!$A:$A,$A318,Data!G:G)/ SUMIF(Data!$A:$A,$A318,Data!F:F)","v":0.17954696868754164},{"$f":"SUMIFS(Data!L:L,Data!$A:$A,$A318,Data!L:L,\">=\"&0)","v":22865.669399999999},{"$f":"SUMIFS(Data!M:M,Data!$A:$A,$A318,Data!M:M,\">=\"&0)","v":22778.527870000002},{"$f":"SUMIFS(Data!N:N,Data!$A:$A,$A318,Data!N:N,\">=\"&0)*1000","v":172.547},{"$f":"SUMIFS(Data!O:O,Data!$A:$A,$A318,Data!O:O,\">=\"&0)*1000","v":7.6016000439999996},{"$f":"SUMIFS(Data!R:R,Data!$A:$A,$A318,Data!R:R,\">=\"&0)","v":21860.017599999999},{"$f":"SUMIFS(Data!S:S,Data!$A:$A,$A318,Data!S:S,\">=\"&0)","v":21783.938753999999},{"$f":"SUMIFS(Data!AA:AA,Data!$A:$A,$A318,Data!AA:AA,\">=\"&0)*1000","v":8.3842999960000011},{"$f":"SUMIFS(Data!AG:AG,Data!$A:$A,$A318,Data!AG:AG,\">=\"&0)*1000","v":6.4521999799999996},{"$f":"SUMIFS(Data!AM:AM,Data!$A:$A,$A318,Data!AM:AM,\">=\"&0)*1000","v":7.1715998919999997},{"$f":"SUMIFS(Data!AS:AS,Data!$A:$A,$A318,Data!AS:AS,\">=\"&0)*1000","v":5.3428000200000003},0.38110202887826738,36.63112526727037,26.066273171742655,29.944825361721072,9.3353047049057558,{"$f":"Data!$AZ$5","v":75.3},{"$f":" IF(Data!$AZ$2,1,R318) * (1 + E318/F318)","v":23.698773810941638},0.34802737761748342,0.78382867910509479,4.5656991934820645]
[314,{"$f":"SUMIF(Data!$A:$A,$A319,Data!G:G)/ SUMIF(Data!$A:$A,$A319,Data!F:F)","v":0.13486325055014148},{"$f":"SUMIFS(Data!L:L,Data!$A:$A,$A319,Data!L:L,\">=\"&0)","v":25356.667699999998},{"$f":"SUMIFS(Data!M:M,Data!$A:$A,$A319,Data!M:M,\">=\"&0)","v":25240.182693999999},{"$f":"SUMIFS(Data!N:N,Data!$A:$A,$A319,Data!N:N,\">=\"&0)*1000","v":185.73599999999996},{"$f":"SUMIFS(Data!O:O,Data!$A:$A,$A319,Data!O:O,\">=\"&0)*1000","v":8.09050008},{"$f":"SUMIFS(Data!R:R,Data!$A:$A,$A319,Data!R:R,\">=\"&0)","v":24257.047400000003},{"$f":"SUMIFS(Data!S:S,Data!$A:$A,$A319,Data!S:S,\">=\"&0)","v":24154.017268000003},{"$f":"SUMIFS(Data!AA:AA,Data!$A:$A,$A319,Data!AA:AA,\">=\"&0)*1000","v":8.9370000000000012},{"$f":"SUMIFS(Data!AG:AG,Data!$A:$A,$A319,Data!AG:AG,\">=\"&0)*1000","v":6.7944999949999998},{"$f":"SUMIFS(Data!AM:AM,Data!$A:$A,$A319,Data!AM:AM,\">=\"&0)*1000","v":7.3250999719999994},{"$f":"SUMIFS(Data!AS:AS,Data!$A:$A,$A319,Data!AS:AS,\">=\"&0)*1000","v":5.4509000299999997},0.45938609669912966,38.600469949219544,27.168925443281228,31.532857555031924,9.4718576703591957,{"$f":"Data!$AZ$5","v":75.3},{"$f":" IF(Data!$AZ$2,1,R319) * (1 + E319/F319)","v":23.957295366592465},0.42474308723987508,0.82995281000301868,4.4968313715622932]
[315,{"$f":"SUMIF(Data!$A:$A,$A320,Data!G:G)/ SUMIF(Data!$A:$A,$A320,Data!F:F)","v":0.14790788193318197},{"$f":"SUMIFS(Data!L:L,Data!$A:$A,$A320,Data!L:L,\">=\"&0)","v":24267.513097999999},{"$f":"SUMIFS(Data!M:M,Data!$A:$A,$A320,Data!M:M,\">=\"&0)","v":24156.179558000003},{"$f":"SUMIFS(Data!N:N,Data!$A:$A,$A320,Data!N:N,\">=\"&0)*1000","v":179.24099899999999},{"$f":"SUMIFS(Data!O:O,Data!$A:$A,$A320,Data!O:O,\">=\"&0)*1000","v":7.8686000999999992},{"$f":"SUMIFS(Data!R:R,Data!$A:$A,$A320,Data!R:R,\">=\"&0)","v":23209.5105},{"$f":"SUMIFS(Data!S:S,Data!$A:$A,$A320,Data!S:S,\">=\"&0)","v":23111.363557999997},{"$f":"SUMIFS(Data!AA:AA,Data!$A:$A,$A320,Data!AA:AA,\">=\"&0)*1000","v":8.6930999},{"$f":"SUMIFS(Data!AG:AG,Data!$A:$A,$A320,Data!AG:AG,\">=\"&0)*1000","v":6.6292999799999999},{"$f":"SUMIFS(Data!AM:AM,Data!$A:$A,$A320,Data!AM:AM,\">=\"&0)*1000","v":7.1697000300000004},{"$f":"SUMIFS(Data!AS:AS,Data!$A:$A,$A320,Data!AS:AS,\">=\"&0)*1000","v":5.3430000279999987},0.4587760581415799,38.339628118093131,27.041659553247211,31.131490899888359,9.48453151907297,{"$f":"Data!$AZ$5","v":75.3},{"$f":" IF(Data!$AZ$2,1,R320) * (1 + E320/F320)","v":23.779274168476295},0.42287381287081877,0.85372933355731051,4.5207890801334472]
[316,{"$f":"SUMIF(Data!$A:$A,$A321,Data!G:G)/ SUMIF(Data!$A:$A,$A321,Data!F:F)","v":0.86183769282360834},{"$f":"SUMIFS(Data!L:L,Data!$A:$A,$A321,Data!L:L,\">=\"&0)","v":8263.6406000000025},{"$f":"SUMIFS(Data!M:M,Data!$A:$A,$A321,Data!M:M,\">=\"&0)","v":8224.5782116999981},{"$f":"SUMIFS(Data!N:N,Data!$A:$A,$A321,Data!N:N,\">=\"&0)*1000","v":59.185199990000001},{"$f":"SUMIFS(Data!O:O,Data!$A:$A,$A321,Data!O:O,\">=\"&0)*1000","v":6.8119999},{"$f":"SUMIFS(Data!R:R,Data!$A:$A,$A321,Data!R:R,\">=\"&0)","v":7330.3235999000008},{"$f":"SUMIFS(Data!S:S,Data!$A:$A,$A321,Data!S:S,\">=\"&0)","v":7291.3946426000002},{"$f":"SUMIFS(Data!AA:AA,Data!$A:$A,$A321,Data!AA:AA,\">=\"&0)*1000","v":7.3920998760000005},{"$f":"SUMIFS(Data!AG:AG,Data!$A:$A,$A321,Data!AG:AG,\">=\"&0)*1000","v":6.6764999999999999},{"$f":"SUMIFS(Data!AM:AM,Data!$A:$A,$A321,Data!AM:AM,\">=\"&0)*1000","v":7.2607999999999997},{"$f":"SUMIFS(Data!AS:AS,Data!$A:$A,$A321,Data!AS:AS,\">=\"&0)*1000","v":5.5584999999999996},0.47270192631567709,30.771308676496506,26.567585032015511,10.718188811503037,7.8475668041690927,{"$f":"Data!$AZ$5","v":75.3},{"$f":" IF(Data!$AZ$2,1,R321) * (1 + E321/F321)","v":9.6883735846795886},0.53106737744199461,-0.56546629495012224,12.79842355052172]
[317,{"$f":"SUMIF(Data!$A:$A,$A322,Data!G:G)/ SUMIF(Data!$A:$A,$A322,Data!F:F)","v":0.54689564068692209},{"$f":"SUMIFS(Data!L:L,Data!$A:$A,$A322,Data!L:L,\">=\"&0)","v":15844.447799999998},{"$f":"SUMIFS(Data!M:M,Data!$A:$A,$A322,Data!M:M,\">=\"&0)","v":15798.106883999999},{"$f":"SUMIFS(Data!N:N,Data!$A:$A,$A322,Data!N:N,\">=\"&0)*1000","v":121.58800000000002},{"$f":"SUMIFS(Data!O:O,Data!$A:$A,$A322,Data!O:O,\">=\"&0)*1000","v":7.2111999999999998},{"$f":"SUMIFS(Data!R:R,Data!$A:$A,$A322,Data!R:R,\">=\"&0)","v":14903.956499999998},{"$f":"SUMIFS(Data!S:S,Data!$A:$A,$A322,Data!S:S,\">=\"&0)","v":14859.936424},{"$f":"SUMIFS(Data!AA:AA,Data!$A:$A,$A322,Data!AA:AA,\">=\"&0)*1000","v":7.8733999999999993},{"$f":"SUMIFS(Data!AG:AG,Data!$A:$A,$A322,Data!AG:AG,\">=\"&0)*1000","v":6.5965000329999999},{"$f":"SUMIFS(Data!AM:AM,Data!$A:$A,$A322,Data!AM:AM,\">=\"&0)*1000","v":7.376700005},{"$f":"SUMIFS(Data!AS:AS,Data!$A:$A,$A322,Data!AS:AS,\">=\"&0)*1000","v":5.6264999999999992},0.29247416246339114,32.837961339167052,25.542223918574379,19.357234300191184,8.4105977087408199,{"$f":"Data!$AZ$5","v":75.3},{"$f":" IF(Data!$AZ$2,1,R322) * (1 + E322/F322)","v":17.860994009318841},0.2953583231405626,-5.1513976576872317E-2,6.3134217619180255]
[318,{"$f":"SUMIF(Data!$A:$A,$A323,Data!G:G)/ SUMIF(Data!$A:$A,$A323,Data!F:F)","v":0.70134983127109107},{"$f":"SUMIFS(Data!L:L,Data!$A:$A,$A323,Data!L:L,\">=\"&0)","v":10961.468921000002},{"$f":"SUMIFS(Data!M:M,Data!$A:$A,$A323,Data!M:M,\">=\"&0)","v":10924.598403999998},{"$f":"SUMIFS(Data!N:N,Data!$A:$A,$A323,Data!N:N,\">=\"&0)*1000","v":82.247800999999995},{"$f":"SUMIFS(Data!O:O,Data!$A:$A,$A323,Data!O:O,\">=\"&0)*1000","v":6.7595999999999989},{"$f":"SUMIFS(Data!R:R,Data!$A:$A,$A323,Data!R:R,\">=\"&0)","v":10062.518599999999},{"$f":"SUMIFS(Data!S:S,Data!$A:$A,$A323,Data!S:S,\">=\"&0)","v":10026.976337999999},{"$f":"SUMIFS(Data!AA:AA,Data!$A:$A,$A323,Data!AA:AA,\">=\"&0)*1000","v":7.3392000159999986},{"$f":"SUMIFS(Data!AG:AG,Data!$A:$A,$A323,Data!AG:AG,\">=\"&0)*1000","v":6.4415000000000004},{"$f":"SUMIFS(Data!AM:AM,Data!$A:$A,$A323,Data!AM:AM,\">=\"&0)*1000","v":7.141},{"$f":"SUMIFS(Data!AS:AS,Data!$A:$A,$A323,Data!AS:AS,\">=\"&0)*1000","v":5.4694999999999991},0.33636474514256404,31.185761387974864,25.815136105294652,13.936195234029313,7.897318709619972,{"$f":"Data!$AZ$5","v":75.3},{"$f":" IF(Data!$AZ$2,1,R323) * (1 + E323/F323)","v":13.167554441091189},0.35321437318884408,-0.22186839461152941,8.9520712500159583]
[319,{"$f":"SUMIF(Data!$A:$A,$A324,Data!G:G)/ SUMIF(Data!$A:$A,$A324,Data!F:F)","v":0.48712155445097155},{"$f":"SUMIFS(Data!L:L,Data!$A:$A,$A324,Data!L:L,\">=\"&0)","v":15129.269270000001},{"$f":"SUMIFS(Data!M:M,Data!$A:$A,$A324,Data!M:M,\">=\"&0)","v":15072.587433999999},{"$f":"SUMIFS(Data!N:N,Data!$A:$A,$A324,Data!N:N,\">=\"&0)*1000","v":116.09349999999999},{"$f":"SUMIFS(Data!O:O,Data!$A:$A,$A324,Data!O:O,\">=\"&0)*1000","v":7.0258999700000002},{"$f":"SUMIFS(Data!R:R,Data!$A:$A,$A324,Data!R:R,\">=\"&0)","v":14205.284299999999},{"$f":"SUMIFS(Data!S:S,Data!$A:$A,$A324,Data!S:S,\">=\"&0)","v":14152.912126000001},{"$f":"SUMIFS(Data!AA:AA,Data!$A:$A,$A324,Data!AA:AA,\">=\"&0)*1000","v":7.6933999899999996},{"$f":"SUMIFS(Data!AG:AG,Data!$A:$A,$A324,Data!AG:AG,\">=\"&0)*1000","v":6.4138999960000014},{"$f":"SUMIFS(Data!AM:AM,Data!$A:$A,$A324,Data!AM:AM,\">=\"&0)*1000","v":7.1404000099999996},{"$f":"SUMIFS(Data!AS:AS,Data!$A:$A,$A324,Data!AS:AS,\">=\"&0)*1000","v":5.4202000000000004},0.37465018956597346,33.214742336851863,25.776653820621714,19.948860986263472,8.6762682411888896,{"$f":"Data!$AZ$5","v":75.3},{"$f":" IF(Data!$AZ$2,1,R324) * (1 + E324/F324)","v":17.523648286441514},0.36868092812474207,0.10460323802595582,6.4981347994840011]
[320,{"$f":"SUMIF(Data!$A:$A,$A325,Data!G:G)/ SUMIF(Data!$A:$A,$A325,Data!F:F)","v":0.48376830044557606},{"$f":"SUMIFS(Data!L:L,Data!$A:$A,$A325,Data!L:L,\">=\"&0)","v":11577.0543},{"$f":"SUMIFS(Data!M:M,Data!$A:$A,$A325,Data!M:M,\">=\"&0)","v":11534.395424699998},{"$f":"SUMIFS(Data!N:N,Data!$A:$A,$A325,Data!N:N,\">=\"&0)*1000","v":87.864499970000011},{"$f":"SUMIFS(Data!O:O,Data!$A:$A,$A325,Data!O:O,\">=\"&0)*1000","v":4.5521999999999991},{"$f":"SUMIFS(Data!R:R,Data!$A:$A,$A325,Data!R:R,\">=\"&0)","v":10974.568699999996},{"$f":"SUMIFS(Data!S:S,Data!$A:$A,$A325,Data!S:S,\">=\"&0)","v":10936.267500399999},{"$f":"SUMIFS(Data!AA:AA,Data!$A:$A,$A325,Data!AA:AA,\">=\"&0)*1000","v":4.9853000000000005},{"$f":"SUMIFS(Data!AG:AG,Data!$A:$A,$A325,Data!AG:AG,\">=\"&0)*1000","v":4.0697000039999995},{"$f":"SUMIFS(Data!AM:AM,Data!$A:$A,$A325,Data!AM:AM,\">=\"&0)*1000","v":4.5847000300000005},{"$f":"SUMIFS(Data!AS:AS,Data!$A:$A,$A325,Data!AS:AS,\">=\"&0)*1000","v":3.4777},0.36847780268251362,33.618789152155664,25.347786702408666,22.49797270314966,8.6875413716326229,{"$f":"Data!$AZ$5","v":75.3},{"$f":" IF(Data!$AZ$2,1,R325) * (1 + E325/F325)","v":20.301546498396387},0.34899958847582635,0.39543787142278675,5.4692144671673493]
[321,{"$f":"SUMIF(Data!$A:$A,$A326,Data!G:G)/ SUMIF(Data!$A:$A,$A326,Data!F:F)","v":0.46462882096069869},{"$f":"SUMIFS(Data!L:L,Data!$A:$A,$A326,Data!L:L,\">=\"&0)","v":15318.441329999998},{"$f":"SUMIFS(Data!M:M,Data!$A:$A,$A326,Data!M:M,\">=\"&0)","v":15261.9481},{"$f":"SUMIFS(Data!N:N,Data!$A:$A,$A326,Data!N:N,\">=\"&0)*1000","v":110.8837},{"$f":"SUMIFS(Data!O:O,Data!$A:$A,$A326,Data!O:O,\">=\"&0)*1000","v":7.7936999200000008},{"$f":"SUMIFS(Data!R:R,Data!$A:$A,$A326,Data!R:R,\">=\"&0)","v":14253.485099700001},{"$f":"SUMIFS(Data!S:S,Data!$A:$A,$A326,Data!S:S,\">=\"&0)","v":14203.737647},{"$f":"SUMIFS(Data!AA:AA,Data!$A:$A,$A326,Data!AA:AA,\">=\"&0)*1000","v":8.5323000320000002},{"$f":"SUMIFS(Data!AG:AG,Data!$A:$A,$A326,Data!AG:AG,\">=\"&0)*1000","v":7.1923000000000004},{"$f":"SUMIFS(Data!AM:AM,Data!$A:$A,$A326,Data!AM:AM,\">=\"&0)*1000","v":7.8309999000000001},{"$f":"SUMIFS(Data!AS:AS,Data!$A:$A,$A326,Data!AS:AS,\">=\"&0)*1000","v":5.9065000000000003},0.36879228625800553,33.644064268332777,26.681216247400169,18.631036413942681,8.6565182802985525,{"$f":"Data!$AZ$5","v":75.3},{"$f":" IF(Data!$AZ$2,1,R326) * (1 + E326/F326)","v":15.227350441791193},0.34901957206976952,0.30108604812964657,7.4502252808330782]
[322,{"$f":"SUMIF(Data!$A:$A,$A327,Data!G:G)/ SUMIF(Data!$A:$A,$A327,Data!F:F)","v":0.99227373068432667},{"$f":"SUMIFS(Data!L:L,Data!$A:$A,$A327,Data!L:L,\">=\"&0)","v":4517.2692999999999},{"$f":"SUMIFS(Data!M:M,Data!$A:$A,$A327,Data!M:M,\">=\"&0)","v":4486.9183614999993},{"$f":"SUMIFS(Data!N:N,Data!$A:$A,$A327,Data!N:N,\">=\"&0)*1000","v":32.760100010000002},{"$f":"SUMIFS(Data!O:O,Data!$A:$A,$A327,Data!O:O,\">=\"&0)*1000","v":4.5882000609999993},{"$f":"SUMIFS(Data!R:R,Data!$A:$A,$A327,Data!R:R,\">=\"&0)","v":3881.3515799999996},{"$f":"SUMIFS(Data!S:S,Data!$A:$A,$A327,Data!S:S,\">=\"&0)","v":3851.3774028000003},{"$f":"SUMIFS(Data!AA:AA,Data!$A:$A,$A327,Data!AA:AA,\">=\"&0)*1000","v":4.9665999999999988},{"$f":"SUMIFS(Data!AG:AG,Data!$A:$A,$A327,Data!AG:AG,\">=\"&0)*1000","v":4.5614000299999997},{"$f":"SUMIFS(Data!AM:AM,Data!$A:$A,$A327,Data!AM:AM,\">=\"&0)*1000","v":4.8849},{"$f":"SUMIFS(Data!AS:AS,Data!$A:$A,$A327,Data!AS:AS,\">=\"&0)*1000","v":3.7512999699999998},{"$f":"100*(C327-D327)/C327","v":0.67188685208563204},{"$f":" 100* ($L$4 + (I327 - L327) * ($K$4 - $L$4) /(K327 - L327))","v":30.720712754391855},{"$f":" 100* ($L$4 + (J327 - L327) * ($K$4 - $L$4) /(K327 - L327))","v":27.146260043765167},{"$f":" 100* (I327/J327 - 1)","v":8.8832368863732256},{"$f":" 100 * (1-F327/I327)","v":7.618892985140735},{"$f":"Data!$AZ$5","v":75.3},{"$f":" IF(Data!$AZ$2,1,R327) * (1 + E327/F327)","v":8.1400766257912327},{"$f":"100*(G327-H327)/G327","v":0.77226132655571766},{"$f":"(M327-T327)*S327","v":-0.81705591346002282},{"$f":" 100 * (D327/H327-1)","v":16.501653622362554}]
[{"$f":"A327+1","v":323},{"$f":"SUMIF(Data!$A:$A,$A328,Data!G:G)/ SUMIF(Data!$A:$A,$A328,Data!F:F)","v":0.8978102189781022},{"$f":"SUMIFS(Data!L:L,Data!$A:$A,$A328,Data!L:L,\">=\"&0)","v":7390.2834999999995},{"$f":"SUMIFS(Data!M:M,Data!$A:$A,$A328,Data!M:M,\">=\"&0)","v":7356.7818908000008},{"$f":"SUMIFS(Data!N:N,Data!$A:$A,$A328,Data!N:N,\">=\"&0)*1000","v":53.946999999999996},{"$f":"SUMIFS(Data!O:O,Data!$A:$A,$A328,Data!O:O,\">=\"&0)*1000","v":6.4363000299999999},{"$f":"SUMIFS(Data!R:R,Data!$A:$A,$A328,Data!R:R,\">=\"&0)","v":6523.7312000000002},{"$f":"SUMIFS(Data!S:S,Data!$A:$A,$A328,Data!S:S,\">=\"&0)","v":6490.0215553999997},{"$f":"SUMIFS(Data!AA:AA,Data!$A:$A,$A328,Data!AA:AA,\">=\"&0)*1000","v":6.9779000999999994},{"$f":"SUMIFS(Data!AG:AG,Data!$A:$A,$A328,Data!AG:AG,\">=\"&0)*1000","v":6.3347998999999993},{"$f":"SUMIFS(Data!AM:AM,Data!$A:$A,$A328,Data!AM:AM,\">=\"&0)*1000","v":6.8514999910000007},{"$f":"SUMIFS(Data!AS:AS,Data!$A:$A,$A328,Data!AS:AS,\">=\"&0)*1000","v":5.2816999400000002},0.45331967576072979,30.80519878260597,26.708497425064731,10.151862886781959,7.7616483790015733,{"$f":"Data!$AZ$5","v":75.3},{"$f":" IF(Data!$AZ$2,1,R328) * (1 + E328/F328)","v":9.3816788758369913},0.51672338369797488,-0.59483322740459044,13.355276681304961]
[324,{"$f":"SUMIF(Data!$A:$A,$A329,Data!G:G)/ SUMIF(Data!$A:$A,$A329,Data!F:F)","v":1},{"$f":"SUMIFS(Data!L:L,Data!$A:$A,$A329,Data!L:L,\">=\"&0)","v":1611.1100999999999},{"$f":"SUMIFS(Data!M:M,Data!$A:$A,$A329,Data!M:M,\">=\"&0)","v":1600.6761239000002},{"$f":"SUMIFS(Data!N:N,Data!$A:$A,$A329,Data!N:N,\">=\"&0)*1000","v":14.217500040000001},{"$f":"SUMIFS(Data!O:O,Data!$A:$A,$A329,Data!O:O,\">=\"&0)*1000","v":2.0163000040000001},{"$f":"SUMIFS(Data!R:R,Data!$A:$A,$A329,Data!R:R,\">=\"&0)","v":1350.0004000000001},{"$f":"SUMIFS(Data!S:S,Data!$A:$A,$A329,Data!S:S,\">=\"&0)","v":1340.1441496500001},{"$f":"SUMIFS(Data!AA:AA,Data!$A:$A,$A329,Data!AA:AA,\">=\"&0)*1000","v":2.1815000040000001},{"$f":"SUMIFS(Data!AG:AG,Data!$A:$A,$A329,Data!AG:AG,\">=\"&0)*1000","v":2.0100000000000002},{"$f":"SUMIFS(Data!AM:AM,Data!$A:$A,$A329,Data!AM:AM,\">=\"&0)*1000","v":2.1837000099999999},{"$f":"SUMIFS(Data!AS:AS,Data!$A:$A,$A329,Data!AS:AS,\">=\"&0)*1000","v":1.68900001},0.6476265092000637,29.955528481908232,26.488780877299376,8.5323385074626898,7.5727710152229788,{"$f":"Data!$AZ$5","v":75.3},{"$f":" IF(Data!$AZ$2,1,R329) * (1 + E329/F329)","v":8.0512820571318109},0.73009240219484239,-0.66395616459421358,19.440593336025991]
[325,{"$f":"SUMIF(Data!$A:$A,$A330,Data!G:G)/ SUMIF(Data!$A:$A,$A330,Data!F:F)","v":0.9479077711357814},{"$f":"SUMIFS(Data!L:L,Data!$A:$A,$A330,Data!L:L,\">=\"&0)","v":5913.5410000000011},{"$f":"SUMIFS(Data!M:M,Data!$A:$A,$A330,Data!M:M,\">=\"&0)","v":5882.403487399999},{"$f":"SUMIFS(Data!N:N,Data!$A:$A,$A330,Data!N:N,\">=\"&0)*1000","v":43.537199099999995},{"$f":"SUMIFS(Data!O:O,Data!$A:$A,$A330,Data!O:O,\">=\"&0)*1000","v":5.7210999699999991},{"$f":"SUMIFS(Data!R:R,Data!$A:$A,$A330,Data!R:R,\">=\"&0)","v":5148.0273999999999},{"$f":"SUMIFS(Data!S:S,Data!$A:$A,$A330,Data!S:S,\">=\"&0)","v":5116.7976602999997},{"$f":"SUMIFS(Data!AA:AA,Data!$A:$A,$A330,Data!AA:AA,\">=\"&0)*1000","v":6.1970000790000004},{"$f":"SUMIFS(Data!AG:AG,Data!$A:$A,$A330,Data!AG:AG,\">=\"&0)*1000","v":5.6663000399999994},{"$f":"SUMIFS(Data!AM:AM,Data!$A:$A,$A330,Data!AM:AM,\">=\"&0)*1000","v":6.1233001009999999},{"$f":"SUMIFS(Data!AS:AS,Data!$A:$A,$A330,Data!AS:AS,\">=\"&0)*1000","v":4.7041999600000004},0.52654598319352275,30.519343039090007,26.77964896347649,9.3659007686433871,7.6795240105402174,{"$f":"Data!$AZ$5","v":75.3},{"$f":" IF(Data!$AZ$2,1,R330) * (1 + E330/F330)","v":8.6099350349230139},0.60663507152273921,-0.68956184752076466,14.962597271339263]
[326,{"$f":"SUMIF(Data!$A:$A,$A331,Data!G:G)/ SUMIF(Data!$A:$A,$A331,Data!F:F)","v":0.60787824529991052},{"$f":"SUMIFS(Data!L:L,Data!$A:$A,$A331,Data!L:L,\">=\"&0)","v":7997.2216040000003},{"$f":"SUMIFS(Data!M:M,Data!$A:$A,$A331,Data!M:M,\">=\"&0)","v":7963.6091148400001},{"$f":"SUMIFS(Data!N:N,Data!$A:$A,$A331,Data!N:N,\">=\"&0)*1000","v":59.260799315000007},{"$f":"SUMIFS(Data!O:O,Data!$A:$A,$A331,Data!O:O,\">=\"&0)*1000","v":3.9247999999999998},{"$f":"SUMIFS(Data!R:R,Data!$A:$A,$A331,Data!R:R,\">=\"&0)","v":7458.8545000000004},{"$f":"SUMIFS(Data!S:S,Data!$A:$A,$A331,Data!S:S,\">=\"&0)","v":7427.1136277399992},{"$f":"SUMIFS(Data!AA:AA,Data!$A:$A,$A331,Data!AA:AA,\">=\"&0)*1000","v":4.2850999990000007},{"$f":"SUMIFS(Data!AG:AG,Data!$A:$A,$A331,Data!AG:AG,\">=\"&0)*1000","v":3.6432000100000002},{"$f":"SUMIFS(Data!AM:AM,Data!$A:$A,$A331,Data!AM:AM,\">=\"&0)*1000","v":3.96249998},{"$f":"SUMIFS(Data!AS:AS,Data!$A:$A,$A331,Data!AS:AS,\">=\"&0)*1000","v":3.0938000003999999},0.42030208520404311,33.713595332977263,26.324393029834948,17.619125692745065,8.4082051547007772,{"$f":"Data!$AZ$5","v":75.3},{"$f":" IF(Data!$AZ$2,1,R331) * (1 + E331/F331)","v":16.099062198073788},0.42554620498363649,-8.4425410505822848E-2,7.2234721856982098]
[327,{"$f":"SUMIF(Data!$A:$A,$A332,Data!G:G)/ SUMIF(Data!$A:$A,$A332,Data!F:F)","v":1},{"$f":"SUMIFS(Data!L:L,Data!$A:$A,$A332,Data!L:L,\">=\"&0)","v":963.53569596},{"$f":"SUMIFS(Data!M:M,Data!$A:$A,$A332,Data!M:M,\">=\"&0)","v":958.05463365000003},{"$f":"SUMIFS(Data!N:N,Data!$A:$A,$A332,Data!N:N,\">=\"&0)*1000","v":9.7370999880000006},{"$f":"SUMIFS(Data!O:O,Data!$A:$A,$A332,Data!O:O,\">=\"&0)*1000","v":1.3809999900000001},{"$f":"SUMIFS(Data!R:R,Data!$A:$A,$A332,Data!R:R,\">=\"&0)","v":791.94869698000002},{"$f":"SUMIFS(Data!S:S,Data!$A:$A,$A332,Data!S:S,\">=\"&0)","v":787.16628753999998},{"$f":"SUMIFS(Data!AA:AA,Data!$A:$A,$A332,Data!AA:AA,\">=\"&0)*1000","v":1.4934000000000001},{"$f":"SUMIFS(Data!AG:AG,Data!$A:$A,$A332,Data!AG:AG,\">=\"&0)*1000","v":1.3751000042999999},{"$f":"SUMIFS(Data!AM:AM,Data!$A:$A,$A332,Data!AM:AM,\">=\"&0)*1000","v":1.48000003},{"$f":"SUMIFS(Data!AS:AS,Data!$A:$A,$A332,Data!AS:AS,\">=\"&0)*1000","v":1.1412999999999998},0.5688489106300334,30.395629430561311,26.902863406891342,8.6030103505251088,7.5264503816793837,{"$f":"Data!$AZ$5","v":75.3},{"$f":" IF(Data!$AZ$2,1,R332) * (1 + E332/F332)","v":8.0507603609758185},0.60387869293013219,-0.28201638279524766,21.709307018730307]
[328,{"$f":"SUMIF(Data!$A:$A,$A333,Data!G:G)/ SUMIF(Data!$A:$A,$A333,Data!F:F)","v":0.51337448559670784},{"$f":"SUMIFS(Data!L:L,Data!$A:$A,$A333,Data!L:L,\">=\"&0)","v":7104.1830900000004},{"$f":"SUMIFS(Data!M:M,Data!$A:$A,$A333,Data!M:M,\">=\"&0)","v":7076.4015408999994},{"$f":"SUMIFS(Data!N:N,Data!$A:$A,$A333,Data!N:N,\">=\"&0)*1000","v":55.628100200000006},{"$f":"SUMIFS(Data!O:O,Data!$A:$A,$A333,Data!O:O,\">=\"&0)*1000","v":2.9701999700000004},{"$f":"SUMIFS(Data!R:R,Data!$A:$A,$A333,Data!R:R,\">=\"&0)","v":6716.8444},{"$f":"SUMIFS(Data!S:S,Data!$A:$A,$A333,Data!S:S,\">=\"&0)","v":6690.8001643999996},{"$f":"SUMIFS(Data!AA:AA,Data!$A:$A,$A333,Data!AA:AA,\">=\"&0)*1000","v":3.2500000010000001},{"$f":"SUMIFS(Data!AG:AG,Data!$A:$A,$A333,Data!AG:AG,\">=\"&0)*1000","v":2.6896000039999999},{"$f":"SUMIFS(Data!AM:AM,Data!$A:$A,$A333,Data!AM:AM,\">=\"&0)*1000","v":3.0211000010000002},{"$f":"SUMIFS(Data!AS:AS,Data!$A:$A,$A333,Data!AS:AS,\">=\"&0)*1000","v":2.3785000030000001},0.39105902463447106,33.562091514354464,24.841269871899375,20.835811874128773,8.609231720427923,{"$f":"Data!$AZ$5","v":75.3},{"$f":" IF(Data!$AZ$2,1,R333) * (1 + E333/F333)","v":19.728739061969623},0.38774510840239684,6.5379388615817879E-2,5.7631578738770894]
[329,{"$f":"SUMIF(Data!$A:$A,$A334,Data!G:G)/ SUMIF(Data!$A:$A,$A334,Data!F:F)","v":0.5632360471070148},{"$f":"SUMIFS(Data!L:L,Data!$A:$A,$A334,Data!L:L,\">=\"&0)","v":13708.106},{"$f":"SUMIFS(Data!M:M,Data!$A:$A,$A334,Data!M:M,\">=\"&0)","v":13663.1702381},{"$f":"SUMIFS(Data!N:N,Data!$A:$A,$A334,Data!N:N,\">=\"&0)*1000","v":102.348500485},{"$f":"SUMIFS(Data!O:O,Data!$A:$A,$A334,Data!O:O,\">=\"&0)*1000","v":6.3773000019999992},{"$f":"SUMIFS(Data!R:R,Data!$A:$A,$A334,Data!R:R,\">=\"&0)","v":12852.670599999999},{"$f":"SUMIFS(Data!S:S,Data!$A:$A,$A334,Data!S:S,\">=\"&0)","v":12811.316948199999},{"$f":"SUMIFS(Data!AA:AA,Data!$A:$A,$A334,Data!AA:AA,\">=\"&0)*1000","v":6.9766000000000004},{"$f":"SUMIFS(Data!AG:AG,Data!$A:$A,$A334,Data!AG:AG,\">=\"&0)*1000","v":5.8651999999999997},{"$f":"SUMIFS(Data!AM:AM,Data!$A:$A,$A334,Data!AM:AM,\">=\"&0)*1000","v":6.5704999999999991},{"$f":"SUMIFS(Data!AS:AS,Data!$A:$A,$A334,Data!AS:AS,\">=\"&0)*1000","v":5.010600039999999},0.32780430717416553,32.603372077783767,25.47855620177079,18.949055445679619,8.5901441676461516,{"$f":"Data!$AZ$5","v":75.3},{"$f":" IF(Data!$AZ$2,1,R334) * (1 + E334/F334)","v":17.048876554796273},0.32175143273336582,0.10319470914287587,6.6492250043012735]
[330,{"$f":"SUMIF(Data!$A:$A,$A335,Data!G:G)/ SUMIF(Data!$A:$A,$A335,Data!F:F)","v":1},{"$f":"SUMIFS(Data!L:L,Data!$A:$A,$A335,Data!L:L,\">=\"&0)","v":2202.5205000000001},{"$f":"SUMIFS(Data!M:M,Data!$A:$A,$A335,Data!M:M,\">=\"&0)","v":2187.6974275500002},{"$f":"SUMIFS(Data!N:N,Data!$A:$A,$A335,Data!N:N,\">=\"&0)*1000","v":18.234599799999998},{"$f":"SUMIFS(Data!O:O,Data!$A:$A,$A335,Data!O:O,\">=\"&0)*1000","v":2.5763999599999998},{"$f":"SUMIFS(Data!R:R,Data!$A:$A,$A335,Data!R:R,\">=\"&0)","v":1864.5321240000001},{"$f":"SUMIFS(Data!S:S,Data!$A:$A,$A335,Data!S:S,\">=\"&0)","v":1850.20339334},{"$f":"SUMIFS(Data!AA:AA,Data!$A:$A,$A335,Data!AA:AA,\">=\"&0)*1000","v":2.7885},{"$f":"SUMIFS(Data!AG:AG,Data!$A:$A,$A335,Data!AG:AG,\">=\"&0)*1000","v":2.5682999999999998},{"$f":"SUMIFS(Data!AM:AM,Data!$A:$A,$A335,Data!AM:AM,\">=\"&0)*1000","v":2.7883999799999999},{"$f":"SUMIFS(Data!AS:AS,Data!$A:$A,$A335,Data!AS:AS,\">=\"&0)*1000","v":2.1539000240000004},0.67300497089584077,30.001576359447373,26.531126946208953,8.5737647471089815,7.606241348395204,{"$f":"Data!$AZ$5","v":75.3},{"$f":" IF(Data!$AZ$2,1,R335) * (1 + E335/F335)","v":8.0775501021200142},0.76848934247699874,-0.77127979541624792,18.240915319085737]
[331,{"$f":"SUMIF(Data!$A:$A,$A336,Data!G:G)/ SUMIF(Data!$A:$A,$A336,Data!F:F)","v":0.92093541202672602},{"$f":"SUMIFS(Data!L:L,Data!$A:$A,$A336,Data!L:L,\">=\"&0)","v":4830.963119},{"$f":"SUMIFS(Data!M:M,Data!$A:$A,$A336,Data!M:M,\">=\"&0)","v":4803.5507062000006},{"$f":"SUMIFS(Data!N:N,Data!$A:$A,$A336,Data!N:N,\">=\"&0)*1000","v":35.897999999999996},{"$f":"SUMIFS(Data!O:O,Data!$A:$A,$A336,Data!O:O,\">=\"&0)*1000","v":4.3776999999999999},{"$f":"SUMIFS(Data!R:R,Data!$A:$A,$A336,Data!R:R,\">=\"&0)","v":4232.8670299999994},{"$f":"SUMIFS(Data!S:S,Data!$A:$A,$A336,Data!S:S,\">=\"&0)","v":4205.4685119200003},{"$f":"SUMIFS(Data!AA:AA,Data!$A:$A,$A336,Data!AA:AA,\">=\"&0)*1000","v":4.7487999519999997},{"$f":"SUMIFS(Data!AG:AG,Data!$A:$A,$A336,Data!AG:AG,\">=\"&0)*1000","v":4.3207000199999994},{"$f":"SUMIFS(Data!AM:AM,Data!$A:$A,$A336,Data!AM:AM,\">=\"&0)*1000","v":4.6352999700000002},{"$f":"SUMIFS(Data!AS:AS,Data!$A:$A,$A336,Data!AS:AS,\">=\"&0)*1000","v":3.6214000000000004},0.56743163060358282,31.119439642551715,26.897130295802253,9.9081151206604758,7.8146048633551679,{"$f":"Data!$AZ$5","v":75.3},{"$f":" IF(Data!$AZ$2,1,R336) * (1 + E336/F336)","v":9.2001964501907381},0.64728038669334542,-0.73462424232918,14.221535426666332]
[332,{"$f":"SUMIF(Data!$A:$A,$A337,Data!G:G)/ SUMIF(Data!$A:$A,$A337,Data!F:F)","v":0.99300699300699302},{"$f":"SUMIFS(Data!L:L,Data!$A:$A,$A337,Data!L:L,\">=\"&0)","v":4128.4410999999991},{"$f":"SUMIFS(Data!M:M,Data!$A:$A,$A337,Data!M:M,\">=\"&0)","v":4101.0680551000005},{"$f":"SUMIFS(Data!N:N,Data!$A:$A,$A337,Data!N:N,\">=\"&0)*1000","v":30.936999999999998},{"$f":"SUMIFS(Data!O:O,Data!$A:$A,$A337,Data!O:O,\">=\"&0)*1000","v":4.3571},{"$f":"SUMIFS(Data!R:R,Data!$A:$A,$A337,Data!R:R,\">=\"&0)","v":3541.5664199999997},{"$f":"SUMIFS(Data!S:S,Data!$A:$A,$A337,Data!S:S,\">=\"&0)","v":3514.0346489000003},{"$f":"SUMIFS(Data!AA:AA,Data!$A:$A,$A337,Data!AA:AA,\">=\"&0)*1000","v":4.7144999400000005},{"$f":"SUMIFS(Data!AG:AG,Data!$A:$A,$A337,Data!AG:AG,\">=\"&0)*1000","v":4.33640004},{"$f":"SUMIFS(Data!AM:AM,Data!$A:$A,$A337,Data!AM:AM,\">=\"&0)*1000","v":4.6652000000000005},{"$f":"SUMIFS(Data!AS:AS,Data!$A:$A,$A337,Data!AS:AS,\">=\"&0)*1000","v":3.5959000000000003},0.66303585874093274,30.461048723463946,26.925091555223034,8.7192117081522866,7.5808663601340642,{"$f":"Data!$AZ$5","v":75.3},{"$f":" IF(Data!$AZ$2,1,R337) * (1 + E337/F337)","v":8.1003649216221802},0.77738965855677311,-0.92630750868243827,16.705396071827572]
[333,{"$f":"SUMIF(Data!$A:$A,$A338,Data!G:G)/ SUMIF(Data!$A:$A,$A338,Data!F:F)","v":1},{"$f":"SUMIFS(Data!L:L,Data!$A:$A,$A338,Data!L:L,\">=\"&0)","v":655.76688903000002},{"$f":"SUMIFS(Data!M:M,Data!$A:$A,$A338,Data!M:M,\">=\"&0)","v":652.42070209999997},{"$f":"SUMIFS(Data!N:N,Data!$A:$A,$A338,Data!N:N,\">=\"&0)*1000","v":7.6290000999999998},{"$f":"SUMIFS(Data!O:O,Data!$A:$A,$A338,Data!O:O,\">=\"&0)*1000","v":1.0616000000000001},{"$f":"SUMIFS(Data!R:R,Data!$A:$A,$A338,Data!R:R,\">=\"&0)","v":532.51709599999981},{"$f":"SUMIFS(Data!S:S,Data!$A:$A,$A338,Data!S:S,\">=\"&0)","v":529.79996881000011},{"$f":"SUMIFS(Data!AA:AA,Data!$A:$A,$A338,Data!AA:AA,\">=\"&0)*1000","v":1.1500999999999999},{"$f":"SUMIFS(Data!AG:AG,Data!$A:$A,$A338,Data!AG:AG,\">=\"&0)*1000","v":1.058099992},{"$f":"SUMIFS(Data!AM:AM,Data!$A:$A,$A338,Data!AM:AM,\">=\"&0)*1000","v":1.1560000000000001},{"$f":"SUMIFS(Data!AS:AS,Data!$A:$A,$A338,Data!AS:AS,\">=\"&0)*1000","v":0.89009999999999989},0.51027079682990262,29.778112072207584,26.318164422715306,8.6948311781104302,7.6949830449525969,{"$f":"Data!$AZ$5","v":75.3},{"$f":" IF(Data!$AZ$2,1,R338) * (1 + E338/F338)","v":8.1863226262245661},0.51024224581884636,2.3372778781140637E-4,23.144722632849902]
[334,{"$f":"SUMIF(Data!$A:$A,$A339,Data!G:G)/ SUMIF(Data!$A:$A,$A339,Data!F:F)","v":0.7589058524173028},{"$f":"SUMIFS(Data!L:L,Data!$A:$A,$A339,Data!L:L,\">=\"&0)","v":9221.3960999999999},{"$f":"SUMIFS(Data!M:M,Data!$A:$A,$A339,Data!M:M,\">=\"&0)","v":9185.378831},{"$f":"SUMIFS(Data!N:N,Data!$A:$A,$A339,Data!N:N,\">=\"&0)*1000","v":66.303899985000015},{"$f":"SUMIFS(Data!O:O,Data!$A:$A,$A339,Data!O:O,\">=\"&0)*1000","v":6.7796000000000003},{"$f":"SUMIFS(Data!R:R,Data!$A:$A,$A339,Data!R:R,\">=\"&0)","v":8293.8962999999985},{"$f":"SUMIFS(Data!S:S,Data!$A:$A,$A339,Data!S:S,\">=\"&0)","v":8258.7775455999999},{"$f":"SUMIFS(Data!AA:AA,Data!$A:$A,$A339,Data!AA:AA,\">=\"&0)*1000","v":7.3756000600000009},{"$f":"SUMIFS(Data!AG:AG,Data!$A:$A,$A339,Data!AG:AG,\">=\"&0)*1000","v":6.564599900000001},{"$f":"SUMIFS(Data!AM:AM,Data!$A:$A,$A339,Data!AM:AM,\">=\"&0)*1000","v":7.0715999000000007},{"$f":"SUMIFS(Data!AS:AS,Data!$A:$A,$A339,Data!AS:AS,\">=\"&0)*1000","v":5.4245999999999999},0.39058368829856405,31.845781289968507,26.921675587229849,12.35414453819188,8.080699267199698,{"$f":"Data!$AZ$5","v":75.3},{"$f":" IF(Data!$AZ$2,1,R339) * (1 + E339/F339)","v":10.779913267006904},0.42342890638744285,-0.35406860223403974,11.219593702383502]
[335,{"$f":"SUMIF(Data!$A:$A,$A340,Data!G:G)/ SUMIF(Data!$A:$A,$A340,Data!F:F)","v":0.16989507667473769},{"$f":"SUMIFS(Data!L:L,Data!$A:$A,$A340,Data!L:L,\">=\"&0)","v":19489.063600000001},{"$f":"SUMIFS(Data!M:M,Data!$A:$A,$A340,Data!M:M,\">=\"&0)","v":19372.692200000001},{"$f":"SUMIFS(Data!N:N,Data!$A:$A,$A340,Data!N:N,\">=\"&0)*1000","v":144.31240099999999},{"$f":"SUMIFS(Data!O:O,Data!$A:$A,$A340,Data!O:O,\">=\"&0)*1000","v":6.1824000300000002},{"$f":"SUMIFS(Data!R:R,Data!$A:$A,$A340,Data!R:R,\">=\"&0)","v":18649.664800000002},{"$f":"SUMIFS(Data!S:S,Data!$A:$A,$A340,Data!S:S,\">=\"&0)","v":18551.210800000001},{"$f":"SUMIFS(Data!AA:AA,Data!$A:$A,$A340,Data!AA:AA,\">=\"&0)*1000","v":6.8680998799999999},{"$f":"SUMIFS(Data!AG:AG,Data!$A:$A,$A340,Data!AG:AG,\">=\"&0)*1000","v":5.2068999999999992},{"$f":"SUMIFS(Data!AM:AM,Data!$A:$A,$A340,Data!AM:AM,\">=\"&0)*1000","v":5.7193000000000005},{"$f":"SUMIFS(Data!AS:AS,Data!$A:$A,$A340,Data!AS:AS,\">=\"&0)*1000","v":4.28460003},0.59711129476738933,38.007248233231635,26.428521567474476,31.903817626610852,9.9838363154380882,{"$f":"Data!$AZ$5","v":75.3},{"$f":" IF(Data!$AZ$2,1,R340) * (1 + E340/F340)","v":24.342456052621362},0.52791297353506073,1.6844570935131349,4.428182121675861]
[336,{"$f":"SUMIF(Data!$A:$A,$A341,Data!G:G)/ SUMIF(Data!$A:$A,$A341,Data!F:F)","v":0.15062111801242237},{"$f":"SUMIFS(Data!L:L,Data!$A:$A,$A341,Data!L:L,\">=\"&0)","v":20037.785799999998},{"$f":"SUMIFS(Data!M:M,Data!$A:$A,$A341,Data!M:M,\">=\"&0)","v":19917.623199999995},{"$f":"SUMIFS(Data!N:N,Data!$A:$A,$A341,Data!N:N,\">=\"&0)*1000","v":150.84639900000002},{"$f":"SUMIFS(Data!O:O,Data!$A:$A,$A341,Data!O:O,\">=\"&0)*1000","v":6.3927000000000005},{"$f":"SUMIFS(Data!R:R,Data!$A:$A,$A341,Data!R:R,\">=\"&0)","v":19186.812300000001},{"$f":"SUMIFS(Data!S:S,Data!$A:$A,$A341,Data!S:S,\">=\"&0)","v":19084.877900000003},{"$f":"SUMIFS(Data!AA:AA,Data!$A:$A,$A341,Data!AA:AA,\">=\"&0)*1000","v":7.1058000000000003},{"$f":"SUMIFS(Data!AG:AG,Data!$A:$A,$A341,Data!AG:AG,\">=\"&0)*1000","v":5.3725000399999994},{"$f":"SUMIFS(Data!AM:AM,Data!$A:$A,$A341,Data!AM:AM,\">=\"&0)*1000","v":5.8870999900000012},{"$f":"SUMIFS(Data!AS:AS,Data!$A:$A,$A341,Data!AS:AS,\">=\"&0)*1000","v":4.4025999900000006},0.5996800305151645,38.209498214887155,26.533513304142797,32.26244666533313,10.035463987165416,{"$f":"Data!$AZ$5","v":75.3},{"$f":" IF(Data!$AZ$2,1,R341) * (1 + E341/F341)","v":24.596664789525555},0.53127324334119985,1.6825788134464246,4.3633776666708091]
[337,{"$f":"SUMIF(Data!$A:$A,$A342,Data!G:G)/ SUMIF(Data!$A:$A,$A342,Data!F:F)","v":0.17180984153461218},{"$f":"SUMIFS(Data!L:L,Data!$A:$A,$A342,Data!L:L,\">=\"&0)","v":18964.360399999998},{"$f":"SUMIFS(Data!M:M,Data!$A:$A,$A342,Data!M:M,\">=\"&0)","v":18844.412199999995},{"$f":"SUMIFS(Data!N:N,Data!$A:$A,$A342,Data!N:N,\">=\"&0)*1000","v":138.93780000000001},{"$f":"SUMIFS(Data!O:O,Data!$A:$A,$A342,Data!O:O,\">=\"&0)*1000","v":6.0333000000000006},{"$f":"SUMIFS(Data!R:R,Data!$A:$A,$A342,Data!R:R,\">=\"&0)","v":18135.815600000002},{"$f":"SUMIFS(Data!S:S,Data!$A:$A,$A342,Data!S:S,\">=\"&0)","v":18034.294600000001},{"$f":"SUMIFS(Data!AA:AA,Data!$A:$A,$A342,Data!AA:AA,\">=\"&0)*1000","v":6.7007000000000003},{"$f":"SUMIFS(Data!AG:AG,Data!$A:$A,$A342,Data!AG:AG,\">=\"&0)*1000","v":5.0982999999999992},{"$f":"SUMIFS(Data!AM:AM,Data!$A:$A,$A342,Data!AM:AM,\">=\"&0)*1000","v":5.6039999700000003},{"$f":"SUMIFS(Data!AS:AS,Data!$A:$A,$A342,Data!AS:AS,\">=\"&0)*1000","v":4.1962999999999999},0.63249272567084602,37.790722834213028,26.407615395487994,31.430084537983284,9.9601534168071932,{"$f":"Data!$AZ$5","v":75.3},{"$f":" IF(Data!$AZ$2,1,R342) * (1 + E342/F342)","v":24.028491870120828},0.55978182751262995,1.7471332252638785,4.492094744864561]
[338,{"$f":"SUMIF(Data!$A:$A,$A343,Data!G:G)/ SUMIF(Data!$A:$A,$A343,Data!F:F)","v":0.65793103448275858},{"$f":"SUMIFS(Data!L:L,Data!$A:$A,$A343,Data!L:L,\">=\"&0)","v":4727.9954299999999},{"$f":"SUMIFS(Data!M:M,Data!$A:$A,$A343,Data!M:M,\">=\"&0)","v":4709.9982600000003},{"$f":"SUMIFS(Data!N:N,Data!$A:$A,$A343,Data!N:N,\">=\"&0)*1000","v":36.586399999999998},{"$f":"SUMIFS(Data!O:O,Data!$A:$A,$A343,Data!O:O,\">=\"&0)*1000","v":2.690099998},{"$f":"SUMIFS(Data!R:R,Data!$A:$A,$A343,Data!R:R,\">=\"&0)","v":4369.8940999999995},{"$f":"SUMIFS(Data!S:S,Data!$A:$A,$A343,Data!S:S,\">=\"&0)","v":4352.8609230000002},{"$f":"SUMIFS(Data!AA:AA,Data!$A:$A,$A343,Data!AA:AA,\">=\"&0)*1000","v":2.9304998800000002},{"$f":"SUMIFS(Data!AG:AG,Data!$A:$A,$A343,Data!AG:AG,\">=\"&0)*1000","v":2.536500008},{"$f":"SUMIFS(Data!AM:AM,Data!$A:$A,$A343,Data!AM:AM,\">=\"&0)*1000","v":2.7719999819999996},{"$f":"SUMIFS(Data!AS:AS,Data!$A:$A,$A343,Data!AS:AS,\">=\"&0)*1000","v":2.187599992},0.38065117165309192,32.712181737032552,25.970226248634948,15.533209964807536,8.2033745723954823,{"$f":"Data!$AZ$5","v":75.3},{"$f":" IF(Data!$AZ$2,1,R343) * (1 + E343/F343)","v":14.600386612839959},0.38978466320269278,-0.13335250774927926,8.204657656598414]
[339,{"$f":"SUMIF(Data!$A:$A,$A344,Data!G:G)/ SUMIF(Data!$A:$A,$A344,Data!F:F)","v":0.7256822953114066},{"$f":"SUMIFS(Data!L:L,Data!$A:$A,$A344,Data!L:L,\">=\"&0)","v":9661.7358000000004},{"$f":"SUMIFS(Data!M:M,Data!$A:$A,$A344,Data!M:M,\">=\"&0)","v":9613.4786100000001},{"$f":"SUMIFS(Data!N:N,Data!$A:$A,$A344,Data!N:N,\">=\"&0)*1000","v":69.193299999999979},{"$f":"SUMIFS(Data!O:O,Data!$A:$A,$A344,Data!O:O,\">=\"&0)*1000","v":5.5837999700000003},{"$f":"SUMIFS(Data!R:R,Data!$A:$A,$A344,Data!R:R,\">=\"&0)","v":8881.7749000000003},{"$f":"SUMIFS(Data!S:S,Data!$A:$A,$A344,Data!S:S,\">=\"&0)","v":8835.5686900000001},{"$f":"SUMIFS(Data!AA:AA,Data!$A:$A,$A344,Data!AA:AA,\">=\"&0)*1000","v":6.0897000000000006},{"$f":"SUMIFS(Data!AG:AG,Data!$A:$A,$A344,Data!AG:AG,\">=\"&0)*1000","v":5.3087},{"$f":"SUMIFS(Data!AM:AM,Data!$A:$A,$A344,Data!AM:AM,\">=\"&0)*1000","v":5.7515000199999999},{"$f":"SUMIFS(Data!AS:AS,Data!$A:$A,$A344,Data!AS:AS,\">=\"&0)*1000","v":4.4557999599999993},0.49946708333713974,32.610171832515007,26.582542259047205,14.711699662817646,8.3074704829466217,{"$f":"Data!$AZ$5","v":75.3},{"$f":" IF(Data!$AZ$2,1,R344) * (1 + E344/F344)","v":13.391794185277732},0.52023621990240132,-0.27813600228790919,8.8042993868683297]
[340,{"$f":"SUMIF(Data!$A:$A,$A345,Data!G:G)/ SUMIF(Data!$A:$A,$A345,Data!F:F)","v":0.16084739113377794},{"$f":"SUMIFS(Data!L:L,Data!$A:$A,$A345,Data!L:L,\">=\"&0)","v":20584.000000000004},{"$f":"SUMIFS(Data!M:M,Data!$A:$A,$A345,Data!M:M,\">=\"&0)","v":20440.3194},{"$f":"SUMIFS(Data!N:N,Data!$A:$A,$A345,Data!N:N,\">=\"&0)*1000","v":148.828101},{"$f":"SUMIFS(Data!O:O,Data!$A:$A,$A345,Data!O:O,\">=\"&0)*1000","v":6.4506000000000006},{"$f":"SUMIFS(Data!R:R,Data!$A:$A,$A345,Data!R:R,\">=\"&0)","v":19691.712900000002},{"$f":"SUMIFS(Data!S:S,Data!$A:$A,$A345,Data!S:S,\">=\"&0)","v":19570.5167},{"$f":"SUMIFS(Data!AA:AA,Data!$A:$A,$A345,Data!AA:AA,\">=\"&0)*1000","v":7.1791},{"$f":"SUMIFS(Data!AG:AG,Data!$A:$A,$A345,Data!AG:AG,\">=\"&0)*1000","v":5.4162000000000008},{"$f":"SUMIFS(Data!AM:AM,Data!$A:$A,$A345,Data!AM:AM,\">=\"&0)*1000","v":5.8227999999999991},{"$f":"SUMIFS(Data!AS:AS,Data!$A:$A,$A345,Data!AS:AS,\">=\"&0)*1000","v":4.3615000100000003},0.69802079284883067,39.281461775689209,27.217546001625593,32.548650345260491,10.147511526514464,{"$f":"Data!$AZ$5","v":75.3},{"$f":" IF(Data!$AZ$2,1,R345) * (1 + E345/F345)","v":24.071977955539019},0.61546804290449575,1.9872079768291553,4.4444544481546666]
[341,{"$f":"SUMIF(Data!$A:$A,$A346,Data!G:G)/ SUMIF(Data!$A:$A,$A346,Data!F:F)","v":0.19134199134199134},{"$f":"SUMIFS(Data!L:L,Data!$A:$A,$A346,Data!L:L,\">=\"&0)","v":18825.493999999999},{"$f":"SUMIFS(Data!M:M,Data!$A:$A,$A346,Data!M:M,\">=\"&0)","v":18690.311699999998},{"$f":"SUMIFS(Data!N:N,Data!$A:$A,$A346,Data!N:N,\">=\"&0)*1000","v":133.24680000000001},{"$f":"SUMIFS(Data!O:O,Data!$A:$A,$A346,Data!O:O,\">=\"&0)*1000","v":5.8869999699999997},{"$f":"SUMIFS(Data!R:R,Data!$A:$A,$A346,Data!R:R,\">=\"&0)","v":17990.554800000002},{"$f":"SUMIFS(Data!S:S,Data!$A:$A,$A346,Data!S:S,\">=\"&0)","v":17876.2431},{"$f":"SUMIFS(Data!AA:AA,Data!$A:$A,$A346,Data!AA:AA,\">=\"&0)*1000","v":6.5465999999999998},{"$f":"SUMIFS(Data!AG:AG,Data!$A:$A,$A346,Data!AG:AG,\">=\"&0)*1000","v":4.9805000000000001},{"$f":"SUMIFS(Data!AM:AM,Data!$A:$A,$A346,Data!AM:AM,\">=\"&0)*1000","v":5.4337},{"$f":"SUMIFS(Data!AS:AS,Data!$A:$A,$A346,Data!AS:AS,\">=\"&0)*1000","v":4.0748000399999995},0.71808102353117753,38.189712508343874,26.664949493412305,31.444634072884249,10.075459475147408,{"$f":"Data!$AZ$5","v":75.3},{"$f":" IF(Data!$AZ$2,1,R346) * (1 + E346/F346)","v":23.634075196028924},0.63539841472816616,1.9541269938542138,4.5539132324733167]
[342,{"$f":"SUMIF(Data!$A:$A,$A347,Data!G:G)/ SUMIF(Data!$A:$A,$A347,Data!F:F)","v":0.1541038525963149},{"$f":"SUMIFS(Data!L:L,Data!$A:$A,$A347,Data!L:L,\">=\"&0)","v":19299.377799999998},{"$f":"SUMIFS(Data!M:M,Data!$A:$A,$A347,Data!M:M,\">=\"&0)","v":19162.112199999996},{"$f":"SUMIFS(Data!N:N,Data!$A:$A,$A347,Data!N:N,\">=\"&0)*1000","v":139.63640000000001},{"$f":"SUMIFS(Data!O:O,Data!$A:$A,$A347,Data!O:O,\">=\"&0)*1000","v":6.0505000000000004},{"$f":"SUMIFS(Data!R:R,Data!$A:$A,$A347,Data!R:R,\">=\"&0)","v":18458.857699999997},{"$f":"SUMIFS(Data!S:S,Data!$A:$A,$A347,Data!S:S,\">=\"&0)","v":18343.121799999997},{"$f":"SUMIFS(Data!AA:AA,Data!$A:$A,$A347,Data!AA:AA,\">=\"&0)*1000","v":6.7355000200000008},{"$f":"SUMIFS(Data!AG:AG,Data!$A:$A,$A347,Data!AG:AG,\">=\"&0)*1000","v":5.0836000999999991},{"$f":"SUMIFS(Data!AM:AM,Data!$A:$A,$A347,Data!AM:AM,\">=\"&0)*1000","v":5.4677000300000005},{"$f":"SUMIFS(Data!AS:AS,Data!$A:$A,$A347,Data!AS:AS,\">=\"&0)*1000","v":4.0969999799999988},0.71124365470477735,39.249288274265396,27.19778276800967,32.494686590316221,10.169995070388261,{"$f":"Data!$AZ$5","v":75.3},{"$f":" IF(Data!$AZ$2,1,R347) * (1 + E347/F347)","v":24.078489381042889},0.62699383613537307,2.0286083617781907,4.4648365143603819]
[343,{"$f":"SUMIF(Data!$A:$A,$A348,Data!G:G)/ SUMIF(Data!$A:$A,$A348,Data!F:F)","v":0.17421602787456447},{"$f":"SUMIFS(Data!L:L,Data!$A:$A,$A348,Data!L:L,\">=\"&0)","v":17941.844499999996},{"$f":"SUMIFS(Data!M:M,Data!$A:$A,$A348,Data!M:M,\">=\"&0)","v":17823.063000000002},{"$f":"SUMIFS(Data!N:N,Data!$A:$A,$A348,Data!N:N,\">=\"&0)*1000","v":132.8237},{"$f":"SUMIFS(Data!O:O,Data!$A:$A,$A348,Data!O:O,\">=\"&0)*1000","v":5.8078999999999992},{"$f":"SUMIFS(Data!R:R,Data!$A:$A,$A348,Data!R:R,\">=\"&0)","v":17151.359000000004},{"$f":"SUMIFS(Data!S:S,Data!$A:$A,$A348,Data!S:S,\">=\"&0)","v":17050.367999999999},{"$f":"SUMIFS(Data!AA:AA,Data!$A:$A,$A348,Data!AA:AA,\">=\"&0)*1000","v":6.4552000999999999},{"$f":"SUMIFS(Data!AG:AG,Data!$A:$A,$A348,Data!AG:AG,\">=\"&0)*1000","v":4.9111000100000002},{"$f":"SUMIFS(Data!AM:AM,Data!$A:$A,$A348,Data!AM:AM,\">=\"&0)*1000","v":5.3788999700000009},{"$f":"SUMIFS(Data!AS:AS,Data!$A:$A,$A348,Data!AS:AS,\">=\"&0)*1000","v":4.0271000000000008},0.66203616913519514,37.961977762138865,26.539429128704594,31.441023128339829,10.027576062281952,{"$f":"Data!$AZ$5","v":75.3},{"$f":" IF(Data!$AZ$2,1,R348) * (1 + E348/F348)","v":23.869488111021198},0.58882214523062237,1.7475812731502214,4.531837670600436]
[344,{"$f":"SUMIF(Data!$A:$A,$A349,Data!G:G)/ SUMIF(Data!$A:$A,$A349,Data!F:F)","v":0.98799999999999999},{"$f":"SUMIFS(Data!L:L,Data!$A:$A,$A349,Data!L:L,\">=\"&0)","v":3708.6467299999999},{"$f":"SUMIFS(Data!M:M,Data!$A:$A,$A349,Data!M:M,\">=\"&0)","v":3679.44857},{"$f":"SUMIFS(Data!N:N,Data!$A:$A,$A349,Data!N:N,\">=\"&0)*1000","v":27.127199699999998},{"$f":"SUMIFS(Data!O:O,Data!$A:$A,$A349,Data!O:O,\">=\"&0)*1000","v":3.8714000099999999},{"$f":"SUMIFS(Data!R:R,Data!$A:$A,$A349,Data!R:R,\">=\"&0)","v":3168.0951999999997},{"$f":"SUMIFS(Data!S:S,Data!$A:$A,$A349,Data!S:S,\">=\"&0)","v":3138.9575999999997},{"$f":"SUMIFS(Data!AA:AA,Data!$A:$A,$A349,Data!AA:AA,\">=\"&0)*1000","v":4.1894},{"$f":"SUMIFS(Data!AG:AG,Data!$A:$A,$A349,Data!AG:AG,\">=\"&0)*1000","v":3.8550999999999997},{"$f":"SUMIFS(Data!AM:AM,Data!$A:$A,$A349,Data!AM:AM,\">=\"&0)*1000","v":4.1032999700000001},{"$f":"SUMIFS(Data!AS:AS,Data!$A:$A,$A349,Data!AS:AS,\">=\"&0)*1000","v":3.1827999999999994},0.78729957652234828,30.935361573124219,27.303639564485806,8.6716297891105363,7.5905855253735606,{"$f":"Data!$AZ$5","v":75.3},{"$f":" IF(Data!$AZ$2,1,R349) * (1 + E349/F349)","v":8.007077447416755},0.91971983670187762,-1.0602992788645684,17.218804420932621]
[345,{"$f":"SUMIF(Data!$A:$A,$A350,Data!G:G)/ SUMIF(Data!$A:$A,$A350,Data!F:F)","v":0.99858156028368794},{"$f":"SUMIFS(Data!L:L,Data!$A:$A,$A350,Data!L:L,\">=\"&0)","v":3312.6490200000003},{"$f":"SUMIFS(Data!M:M,Data!$A:$A,$A350,Data!M:M,\">=\"&0)","v":3284.9863999999998},{"$f":"SUMIFS(Data!N:N,Data!$A:$A,$A350,Data!N:N,\">=\"&0)*1000","v":25.084799799999999},{"$f":"SUMIFS(Data!O:O,Data!$A:$A,$A350,Data!O:O,\">=\"&0)*1000","v":3.6480000000000006},{"$f":"SUMIFS(Data!R:R,Data!$A:$A,$A350,Data!R:R,\">=\"&0)","v":2817.6378999999997},{"$f":"SUMIFS(Data!S:S,Data!$A:$A,$A350,Data!S:S,\">=\"&0)","v":2790.0756500000002},{"$f":"SUMIFS(Data!AA:AA,Data!$A:$A,$A350,Data!AA:AA,\">=\"&0)*1000","v":3.9482000400000006},{"$f":"SUMIFS(Data!AG:AG,Data!$A:$A,$A350,Data!AG:AG,\">=\"&0)*1000","v":3.6410999999999998},{"$f":"SUMIFS(Data!AM:AM,Data!$A:$A,$A350,Data!AM:AM,\">=\"&0)*1000","v":3.9120000000000004},{"$f":"SUMIFS(Data!AS:AS,Data!$A:$A,$A350,Data!AS:AS,\">=\"&0)*1000","v":3.0385999999999997},0.83506039526036213,30.41447263567667,26.898328371880005,8.4342654692263643,7.603465806155052,{"$f":"Data!$AZ$5","v":75.3},{"$f":" IF(Data!$AZ$2,1,R350) * (1 + E350/F350)","v":7.876315734649121},0.97820411913111682,-1.1274451646394941,17.738255591743535]
[346,{"$f":"SUMIF(Data!$A:$A,$A351,Data!G:G)/ SUMIF(Data!$A:$A,$A351,Data!F:F)","v":0.73346430910281601},{"$f":"SUMIFS(Data!L:L,Data!$A:$A,$A351,Data!L:L,\">=\"&0)","v":8965.171699999999},{"$f":"SUMIFS(Data!M:M,Data!$A:$A,$A351,Data!M:M,\">=\"&0)","v":8929.2019400000008},{"$f":"SUMIFS(Data!N:N,Data!$A:$A,$A351,Data!N:N,\">=\"&0)*1000","v":66.226499900000007},{"$f":"SUMIFS(Data!O:O,Data!$A:$A,$A351,Data!O:O,\">=\"&0)*1000","v":6.2220000000000004},{"$f":"SUMIFS(Data!R:R,Data!$A:$A,$A351,Data!R:R,\">=\"&0)","v":8130.0769},{"$f":"SUMIFS(Data!S:S,Data!$A:$A,$A351,Data!S:S,\">=\"&0)","v":8095.2840200000001},{"$f":"SUMIFS(Data!AA:AA,Data!$A:$A,$A351,Data!AA:AA,\">=\"&0)*1000","v":6.7679999999999998},{"$f":"SUMIFS(Data!AG:AG,Data!$A:$A,$A351,Data!AG:AG,\">=\"&0)*1000","v":5.9859},{"$f":"SUMIFS(Data!AM:AM,Data!$A:$A,$A351,Data!AM:AM,\">=\"&0)*1000","v":6.5376999700000002},{"$f":"SUMIFS(Data!AS:AS,Data!$A:$A,$A351,Data!AS:AS,\">=\"&0)*1000","v":4.99479995},0.40121663258271045,31.492643897950039,26.423618103265046,13.065704405352573,8.0673758865248182,{"$f":"Data!$AZ$5","v":75.3},{"$f":" IF(Data!$AZ$2,1,R351) * (1 + E351/F351)","v":11.643924766955964},0.42795265565077212,-0.31131224117210921,10.301280571994065]
[347,{"$f":"SUMIF(Data!$A:$A,$A352,Data!G:G)/ SUMIF(Data!$A:$A,$A352,Data!F:F)","v":0.55285540704738756},{"$f":"SUMIFS(Data!L:L,Data!$A:$A,$A352,Data!L:L,\">=\"&0)","v":10732.444900000002},{"$f":"SUMIFS(Data!M:M,Data!$A:$A,$A352,Data!M:M,\">=\"&0)","v":10682.303540000003},{"$f":"SUMIFS(Data!N:N,Data!$A:$A,$A352,Data!N:N,\">=\"&0)*1000","v":78.102000199999992},{"$f":"SUMIFS(Data!O:O,Data!$A:$A,$A352,Data!O:O,\">=\"&0)*1000","v":5.8936000000000002},{"$f":"SUMIFS(Data!R:R,Data!$A:$A,$A352,Data!R:R,\">=\"&0)","v":9924.3507999999983},{"$f":"SUMIFS(Data!S:S,Data!$A:$A,$A352,Data!S:S,\">=\"&0)","v":9879.1545100000003},{"$f":"SUMIFS(Data!AA:AA,Data!$A:$A,$A352,Data!AA:AA,\">=\"&0)*1000","v":6.4520000000000008},{"$f":"SUMIFS(Data!AG:AG,Data!$A:$A,$A352,Data!AG:AG,\">=\"&0)*1000","v":5.5145},{"$f":"SUMIFS(Data!AM:AM,Data!$A:$A,$A352,Data!AM:AM,\">=\"&0)*1000","v":6.0216000000000012},{"$f":"SUMIFS(Data!AS:AS,Data!$A:$A,$A352,Data!AS:AS,\">=\"&0)*1000","v":4.5819000299999999},0.46719419915213922,32.989511766121652,26.47773834433017,17.000634690361792,8.6546807191568593,{"$f":"Data!$AZ$5","v":75.3},{"$f":" IF(Data!$AZ$2,1,R352) * (1 + E352/F352)","v":14.252002205782542},0.45540802527857088,0.16797657604383254,8.129734474615514]
[348,{"$f":"SUMIF(Data!$A:$A,$A353,Data!G:G)/ SUMIF(Data!$A:$A,$A353,Data!F:F)","v":0.88525963149078724},{"$f":"SUMIFS(Data!L:L,Data!$A:$A,$A353,Data!L:L,\">=\"&0)","v":6429.5291999999999},{"$f":"SUMIFS(Data!M:M,Data!$A:$A,$A353,Data!M:M,\">=\"&0)","v":6393.1974},{"$f":"SUMIFS(Data!N:N,Data!$A:$A,$A353,Data!N:N,\">=\"&0)*1000","v":46.633300000000006},{"$f":"SUMIFS(Data!O:O,Data!$A:$A,$A353,Data!O:O,\">=\"&0)*1000","v":5.5960000299999999},{"$f":"SUMIFS(Data!R:R,Data!$A:$A,$A353,Data!R:R,\">=\"&0)","v":5668.2511000000004},{"$f":"SUMIFS(Data!S:S,Data!$A:$A,$A353,Data!S:S,\">=\"&0)","v":5631.75497},{"$f":"SUMIFS(Data!AA:AA,Data!$A:$A,$A353,Data!AA:AA,\">=\"&0)*1000","v":6.0683000500000013},{"$f":"SUMIFS(Data!AG:AG,Data!$A:$A,$A353,Data!AG:AG,\">=\"&0)*1000","v":5.5045000999999996},{"$f":"SUMIFS(Data!AM:AM,Data!$A:$A,$A353,Data!AM:AM,\">=\"&0)*1000","v":5.9435999399999995},{"$f":"SUMIFS(Data!AS:AS,Data!$A:$A,$A353,Data!AS:AS,\">=\"&0)*1000","v":4.5728},0.56507714437318257,30.909688615831143,26.796762042461133,10.242527745616758,7.7830696588577775,{"$f":"Data!$AZ$5","v":75.3},{"$f":" IF(Data!$AZ$2,1,R353) * (1 + E353/F353)","v":9.3333273320229075},0.64386932329092561,-0.73539319704261019,13.520517743690119]
[349,{"$f":"SUMIF(Data!$A:$A,$A354,Data!G:G)/ SUMIF(Data!$A:$A,$A354,Data!F:F)","v":0.75115207373271886},{"$f":"SUMIFS(Data!L:L,Data!$A:$A,$A354,Data!L:L,\">=\"&0)","v":5863.4486400000005},{"$f":"SUMIFS(Data!M:M,Data!$A:$A,$A354,Data!M:M,\">=\"&0)","v":5830.7478429999992},{"$f":"SUMIFS(Data!N:N,Data!$A:$A,$A354,Data!N:N,\">=\"&0)*1000","v":42.452599999999997},{"$f":"SUMIFS(Data!O:O,Data!$A:$A,$A354,Data!O:O,\">=\"&0)*1000","v":4.7444000000000006},{"$f":"SUMIFS(Data!R:R,Data!$A:$A,$A354,Data!R:R,\">=\"&0)","v":5215.0444999999991},{"$f":"SUMIFS(Data!S:S,Data!$A:$A,$A354,Data!S:S,\">=\"&0)","v":5184.6098070000007},{"$f":"SUMIFS(Data!AA:AA,Data!$A:$A,$A354,Data!AA:AA,\">=\"&0)*1000","v":5.1617999799999996},{"$f":"SUMIFS(Data!AG:AG,Data!$A:$A,$A354,Data!AG:AG,\">=\"&0)*1000","v":4.6150000000000002},{"$f":"SUMIFS(Data!AM:AM,Data!$A:$A,$A354,Data!AM:AM,\">=\"&0)*1000","v":4.9761000999999991},{"$f":"SUMIFS(Data!AS:AS,Data!$A:$A,$A354,Data!AS:AS,\">=\"&0)*1000","v":3.7780999999999998},0.55770586574117798,31.55008234139547,26.985809099682051,11.84832026002165,8.0863261191302271,{"$f":"Data!$AZ$5","v":75.3},{"$f":" IF(Data!$AZ$2,1,R354) * (1 + E354/F354)","v":9.947938622375851},0.58359411889962465,-0.25753475346075527,12.462616475546827]
[350,{"$f":"SUMIF(Data!$A:$A,$A355,Data!G:G)/ SUMIF(Data!$A:$A,$A355,Data!F:F)","v":0.93357597816196547},{"$f":"SUMIFS(Data!L:L,Data!$A:$A,$A355,Data!L:L,\">=\"&0)","v":5807.9216999999999},{"$f":"SUMIFS(Data!M:M,Data!$A:$A,$A355,Data!M:M,\">=\"&0)","v":5769.6540500000001},{"$f":"SUMIFS(Data!N:N,Data!$A:$A,$A355,Data!N:N,\">=\"&0)*1000","v":41.762499700000006},{"$f":"SUMIFS(Data!O:O,Data!$A:$A,$A355,Data!O:O,\">=\"&0)*1000","v":5.3854000000000006},{"$f":"SUMIFS(Data!R:R,Data!$A:$A,$A355,Data!R:R,\">=\"&0)","v":5066.6759099999999},{"$f":"SUMIFS(Data!S:S,Data!$A:$A,$A355,Data!S:S,\">=\"&0)","v":5027.7212199999994},{"$f":"SUMIFS(Data!AA:AA,Data!$A:$A,$A355,Data!AA:AA,\">=\"&0)*1000","v":5.8338999300000003},{"$f":"SUMIFS(Data!AG:AG,Data!$A:$A,$A355,Data!AG:AG,\">=\"&0)*1000","v":5.3237999999999994},{"$f":"SUMIFS(Data!AM:AM,Data!$A:$A,$A355,Data!AM:AM,\">=\"&0)*1000","v":5.692099999999999},{"$f":"SUMIFS(Data!AS:AS,Data!$A:$A,$A355,Data!AS:AS,\">=\"&0)*1000","v":4.3950999600000005},0.65888715407440457,31.093291639374211,27.160370172386429,9.5815006198580086,7.6878235036849425,{"$f":"Data!$AZ$5","v":75.3},{"$f":" IF(Data!$AZ$2,1,R355) * (1 + E355/F355)","v":8.7547628217031246},0.76884116316017703,-0.96262127084132831,14.756841072425274]
[351,{"$f":"SUMIF(Data!$A:$A,$A356,Data!G:G)/ SUMIF(Data!$A:$A,$A356,Data!F:F)","v":0.93518518518518523},{"$f":"SUMIFS(Data!L:L,Data!$A:$A,$A356,Data!L:L,\">=\"&0)","v":5715.6660000000002},{"$f":"SUMIFS(Data!M:M,Data!$A:$A,$A356,Data!M:M,\">=\"&0)","v":5675.0716699999994},{"$f":"SUMIFS(Data!N:N,Data!$A:$A,$A356,Data!N:N,\">=\"&0)*1000","v":40.380300099999999},{"$f":"SUMIFS(Data!O:O,Data!$A:$A,$A356,Data!O:O,\">=\"&0)*1000","v":5.3406000000000002},{"$f":"SUMIFS(Data!R:R,Data!$A:$A,$A356,Data!R:R,\">=\"&0)","v":4968.0561000000007},{"$f":"SUMIFS(Data!S:S,Data!$A:$A,$A356,Data!S:S,\">=\"&0)","v":4927.2057199999999},{"$f":"SUMIFS(Data!AA:AA,Data!$A:$A,$A356,Data!AA:AA,\">=\"&0)*1000","v":5.787399999999999},{"$f":"SUMIFS(Data!AG:AG,Data!$A:$A,$A356,Data!AG:AG,\">=\"&0)*1000","v":5.283100000000001},{"$f":"SUMIFS(Data!AM:AM,Data!$A:$A,$A356,Data!AM:AM,\">=\"&0)*1000","v":5.619600000000001},{"$f":"SUMIFS(Data!AS:AS,Data!$A:$A,$A356,Data!AS:AS,\">=\"&0)*1000","v":4.3255000000000008},0.71022921913213277,31.29665404528242,27.39973726914458,9.5455319793302795,7.7202197878148855,{"$f":"Data!$AZ$5","v":75.3},{"$f":" IF(Data!$AZ$2,1,R356) * (1 + E356/F356)","v":8.561004400254653},0.82226084363259833,-0.95910323031616262,15.178297649808691]
[352,{"$f":"SUMIF(Data!$A:$A,$A357,Data!G:G)/ SUMIF(Data!$A:$A,$A357,Data!F:F)","v":0.99275362318840576},{"$f":"SUMIFS(Data!L:L,Data!$A:$A,$A357,Data!L:L,\">=\"&0)","v":3999.0519200000008},{"$f":"SUMIFS(Data!M:M,Data!$A:$A,$A357,Data!M:M,\">=\"&0)","v":3965.7824699999996},{"$f":"SUMIFS(Data!N:N,Data!$A:$A,$A357,Data!N:N,\">=\"&0)*1000","v":29.686400200000001},{"$f":"SUMIFS(Data!O:O,Data!$A:$A,$A357,Data!O:O,\">=\"&0)*1000","v":4.237399990000001},{"$f":"SUMIFS(Data!R:R,Data!$A:$A,$A357,Data!R:R,\">=\"&0)","v":3423.9862699999994},{"$f":"SUMIFS(Data!S:S,Data!$A:$A,$A357,Data!S:S,\">=\"&0)","v":3390.51568},{"$f":"SUMIFS(Data!AA:AA,Data!$A:$A,$A357,Data!AA:AA,\">=\"&0)*1000","v":4.5855999999999995},{"$f":"SUMIFS(Data!AG:AG,Data!$A:$A,$A357,Data!AG:AG,\">=\"&0)*1000","v":4.2216000000000005},{"$f":"SUMIFS(Data!AM:AM,Data!$A:$A,$A357,Data!AM:AM,\">=\"&0)*1000","v":4.5317999599999998},{"$f":"SUMIFS(Data!AS:AS,Data!$A:$A,$A357,Data!AS:AS,\">=\"&0)*1000","v":3.5030000500000003},0.83193343486275961,30.522939781361369,26.984836827989227,8.6223232897479463,7.5933358775296274,{"$f":"Data!$AZ$5","v":75.3},{"$f":" IF(Data!$AZ$2,1,R357) * (1 + E357/F357)","v":8.0058055104682229},0.97753283338952912,-1.1656404670464702,16.966940851900137]
[353,{"$f":"SUMIF(Data!$A:$A,$A358,Data!G:G)/ SUMIF(Data!$A:$A,$A358,Data!F:F)","v":0.46685472496473907},{"$f":"SUMIFS(Data!L:L,Data!$A:$A,$A358,Data!L:L,\">=\"&0)","v":9888.5090999999993},{"$f":"SUMIFS(Data!M:M,Data!$A:$A,$A358,Data!M:M,\">=\"&0)","v":9827.5098200000011},{"$f":"SUMIFS(Data!N:N,Data!$A:$A,$A358,Data!N:N,\">=\"&0)*1000","v":71.265799999999999},{"$f":"SUMIFS(Data!O:O,Data!$A:$A,$A358,Data!O:O,\">=\"&0)*1000","v":4.6458000100000003},{"$f":"SUMIFS(Data!R:R,Data!$A:$A,$A358,Data!R:R,\">=\"&0)","v":9242.3469000000005},{"$f":"SUMIFS(Data!S:S,Data!$A:$A,$A358,Data!S:S,\">=\"&0)","v":9188.6399120000005},{"$f":"SUMIFS(Data!AA:AA,Data!$A:$A,$A358,Data!AA:AA,\">=\"&0)*1000","v":5.0911999000000003},{"$f":"SUMIFS(Data!AG:AG,Data!$A:$A,$A358,Data!AG:AG,\">=\"&0)*1000","v":4.2534000299999999},{"$f":"SUMIFS(Data!AM:AM,Data!$A:$A,$A358,Data!AM:AM,\">=\"&0)*1000","v":4.6216999800000007},{"$f":"SUMIFS(Data!AS:AS,Data!$A:$A,$A358,Data!AS:AS,\">=\"&0)*1000","v":3.4683999799999992},0.61687034297210874,34.070926211740215,26.806555536287174,19.697180234420621,8.7484266724628164,{"$f":"Data!$AZ$5","v":75.3},{"$f":" IF(Data!$AZ$2,1,R358) * (1 + E358/F358)","v":16.339833795385438},0.58109686404434691,0.58453269996235169,6.9528234223833474]
[354,{"$f":"SUMIF(Data!$A:$A,$A359,Data!G:G)/ SUMIF(Data!$A:$A,$A359,Data!F:F)","v":0.50997782705099781},{"$f":"SUMIFS(Data!L:L,Data!$A:$A,$A359,Data!L:L,\">=\"&0)","v":11837.154540000001},{"$f":"SUMIFS(Data!M:M,Data!$A:$A,$A359,Data!M:M,\">=\"&0)","v":11767.074289999997},{"$f":"SUMIFS(Data!N:N,Data!$A:$A,$A359,Data!N:N,\">=\"&0)*1000","v":84.892300100000014},{"$f":"SUMIFS(Data!O:O,Data!$A:$A,$A359,Data!O:O,\">=\"&0)*1000","v":6.3972001000000009},{"$f":"SUMIFS(Data!R:R,Data!$A:$A,$A359,Data!R:R,\">=\"&0)","v":10954.0432},{"$f":"SUMIFS(Data!S:S,Data!$A:$A,$A359,Data!S:S,\">=\"&0)","v":10891.217629999999},{"$f":"SUMIFS(Data!AA:AA,Data!$A:$A,$A359,Data!AA:AA,\">=\"&0)*1000","v":7.0249999700000014},{"$f":"SUMIFS(Data!AG:AG,Data!$A:$A,$A359,Data!AG:AG,\">=\"&0)*1000","v":5.9724000999999998},{"$f":"SUMIFS(Data!AM:AM,Data!$A:$A,$A359,Data!AM:AM,\">=\"&0)*1000","v":6.5254999999999992},{"$f":"SUMIFS(Data!AS:AS,Data!$A:$A,$A359,Data!AS:AS,\">=\"&0)*1000","v":4.9546999999999999},0.59203628509866968,33.179908135981677,26.478864909600208,17.624403127312284,8.9366529919003064,{"$f":"Data!$AZ$5","v":75.3},{"$f":" IF(Data!$AZ$2,1,R359) * (1 + E359/F359)","v":14.270227407768596},0.57353772349556631,0.26397868079290149,8.0418617068805922]
[355,{"$f":"SUMIF(Data!$A:$A,$A360,Data!G:G)/ SUMIF(Data!$A:$A,$A360,Data!F:F)","v":0.40869565217391307},{"$f":"SUMIFS(Data!L:L,Data!$A:$A,$A360,Data!L:L,\">=\"&0)","v":12903.884899999999},{"$f":"SUMIFS(Data!M:M,Data!$A:$A,$A360,Data!M:M,\">=\"&0)","v":12835.662759999999},{"$f":"SUMIFS(Data!N:N,Data!$A:$A,$A360,Data!N:N,\">=\"&0)*1000","v":96.230699999999999},{"$f":"SUMIFS(Data!O:O,Data!$A:$A,$A360,Data!O:O,\">=\"&0)*1000","v":5.6432000000000002},{"$f":"SUMIFS(Data!R:R,Data!$A:$A,$A360,Data!R:R,\">=\"&0)","v":12143.8737},{"$f":"SUMIFS(Data!S:S,Data!$A:$A,$A360,Data!S:S,\">=\"&0)","v":12083.645940000002},{"$f":"SUMIFS(Data!AA:AA,Data!$A:$A,$A360,Data!AA:AA,\">=\"&0)*1000","v":6.2132000500000002},{"$f":"SUMIFS(Data!AG:AG,Data!$A:$A,$A360,Data!AG:AG,\">=\"&0)*1000","v":5.0922999999999998},{"$f":"SUMIFS(Data!AM:AM,Data!$A:$A,$A360,Data!AM:AM,\">=\"&0)*1000","v":5.6394000000000002},{"$f":"SUMIFS(Data!AS:AS,Data!$A:$A,$A360,Data!AS:AS,\">=\"&0)*1000","v":4.2677999599999996},0.52869457941305609,34.183435646443982,26.011227879520916,22.011665652062916,9.1740173407099608,{"$f":"Data!$AZ$5","v":75.3},{"$f":" IF(Data!$AZ$2,1,R360) * (1 + E360/F360)","v":18.052505670541535},0.49595179831290526,0.59108924147977304,6.2234264702396347]
[356,{"$f":"SUMIF(Data!$A:$A,$A361,Data!G:G)/ SUMIF(Data!$A:$A,$A361,Data!F:F)","v":0.2338095238095238},{"$f":"SUMIFS(Data!L:L,Data!$A:$A,$A361,Data!L:L,\">=\"&0)","v":16125.34597},{"$f":"SUMIFS(Data!M:M,Data!$A:$A,$A361,Data!M:M,\">=\"&0)","v":16014.841010000002},{"$f":"SUMIFS(Data!N:N,Data!$A:$A,$A361,Data!N:N,\">=\"&0)*1000","v":118.8515},{"$f":"SUMIFS(Data!O:O,Data!$A:$A,$A361,Data!O:O,\">=\"&0)*1000","v":5.3247000399999997},{"$f":"SUMIFS(Data!R:R,Data!$A:$A,$A361,Data!R:R,\">=\"&0)","v":15395.3354},{"$f":"SUMIFS(Data!S:S,Data!$A:$A,$A361,Data!S:S,\">=\"&0)","v":15300.11714},{"$f":"SUMIFS(Data!AA:AA,Data!$A:$A,$A361,Data!AA:AA,\">=\"&0)*1000","v":5.9074999999999998},{"$f":"SUMIFS(Data!AG:AG,Data!$A:$A,$A361,Data!AG:AG,\">=\"&0)*1000","v":4.5615999999999994},{"$f":"SUMIFS(Data!AM:AM,Data!$A:$A,$A361,Data!AM:AM,\">=\"&0)*1000","v":5.1744000100000003},{"$f":"SUMIFS(Data!AS:AS,Data!$A:$A,$A361,Data!AS:AS,\">=\"&0)*1000","v":3.8832},0.68528737433345366,35.677664066932579,25.254027220771157,29.504998246229409,9.8654246297079968,{"$f":"Data!$AZ$5","v":75.3},{"$f":" IF(Data!$AZ$2,1,R361) * (1 + E361/F361)","v":23.320787857939131},0.61848772713324351,1.5578204013412784,4.6713620782121712]
[357,{"$f":"SUMIF(Data!$A:$A,$A362,Data!G:G)/ SUMIF(Data!$A:$A,$A362,Data!F:F)","v":0.69893899204244037},{"$f":"SUMIFS(Data!L:L,Data!$A:$A,$A362,Data!L:L,\">=\"&0)","v":4891.2638010000001},{"$f":"SUMIFS(Data!M:M,Data!$A:$A,$A362,Data!M:M,\">=\"&0)","v":4867.2703369999999},{"$f":"SUMIFS(Data!N:N,Data!$A:$A,$A362,Data!N:N,\">=\"&0)*1000","v":36.795000000000002},{"$f":"SUMIFS(Data!O:O,Data!$A:$A,$A362,Data!O:O,\">=\"&0)*1000","v":2.9477000000000002},{"$f":"SUMIFS(Data!R:R,Data!$A:$A,$A362,Data!R:R,\">=\"&0)","v":4488.4686039999997},{"$f":"SUMIFS(Data!S:S,Data!$A:$A,$A362,Data!S:S,\">=\"&0)","v":4465.9823939999997},{"$f":"SUMIFS(Data!AA:AA,Data!$A:$A,$A362,Data!AA:AA,\">=\"&0)*1000","v":3.2121},{"$f":"SUMIFS(Data!AG:AG,Data!$A:$A,$A362,Data!AG:AG,\">=\"&0)*1000","v":2.8011999799999998},{"$f":"SUMIFS(Data!AM:AM,Data!$A:$A,$A362,Data!AM:AM,\">=\"&0)*1000","v":3.0298999999999996},{"$f":"SUMIFS(Data!AS:AS,Data!$A:$A,$A362,Data!AS:AS,\">=\"&0)*1000","v":2.3906000000000001},0.49053710812111095,32.849992178945733,26.422649460347259,14.668714227250579,8.2313751128545114,{"$f":"Data!$AZ$5","v":75.3},{"$f":" IF(Data!$AZ$2,1,R362) * (1 + E362/F362)","v":13.482613563117006},0.50097732620789492,-0.14076142597877303,8.9854349524334474]
[358,{"$f":"SUMIF(Data!$A:$A,$A363,Data!G:G)/ SUMIF(Data!$A:$A,$A363,Data!F:F)","v":0.58226495726495731},{"$f":"SUMIFS(Data!L:L,Data!$A:$A,$A363,Data!L:L,\">=\"&0)","v":6898.8519999999999},{"$f":"SUMIFS(Data!M:M,Data!$A:$A,$A363,Data!M:M,\">=\"&0)","v":6858.7197340000002},{"$f":"SUMIFS(Data!N:N,Data!$A:$A,$A363,Data!N:N,\">=\"&0)*1000","v":50.303599999999996},{"$f":"SUMIFS(Data!O:O,Data!$A:$A,$A363,Data!O:O,\">=\"&0)*1000","v":3.1799999999999997},{"$f":"SUMIFS(Data!R:R,Data!$A:$A,$A363,Data!R:R,\">=\"&0)","v":6452.941139999999},{"$f":"SUMIFS(Data!S:S,Data!$A:$A,$A363,Data!S:S,\">=\"&0)","v":6415.5697790000004},{"$f":"SUMIFS(Data!AA:AA,Data!$A:$A,$A363,Data!AA:AA,\">=\"&0)*1000","v":3.4757999799999997},{"$f":"SUMIFS(Data!AG:AG,Data!$A:$A,$A363,Data!AG:AG,\">=\"&0)*1000","v":2.9206000400000001},{"$f":"SUMIFS(Data!AM:AM,Data!$A:$A,$A363,Data!AM:AM,\">=\"&0)*1000","v":3.14330007},{"$f":"SUMIFS(Data!AS:AS,Data!$A:$A,$A363,Data!AS:AS,\">=\"&0)*1000","v":2.440899989},0.5817238288341251,34.733768104448714,26.829441851957874,19.00979019366169,8.510270490305949,{"$f":"Data!$AZ$5","v":75.3},{"$f":" IF(Data!$AZ$2,1,R363) * (1 + E363/F363)","v":16.818742138364779},0.57913686471342307,4.3509482467289001E-2,6.9074138426575393]
[359,{"$f":"SUMIF(Data!$A:$A,$A364,Data!G:G)/ SUMIF(Data!$A:$A,$A364,Data!F:F)","v":0.67717140661029973},{"$f":"SUMIFS(Data!L:L,Data!$A:$A,$A364,Data!L:L,\">=\"&0)","v":9501.5747699999993},{"$f":"SUMIFS(Data!M:M,Data!$A:$A,$A364,Data!M:M,\">=\"&0)","v":9448.9220300000015},{"$f":"SUMIFS(Data!N:N,Data!$A:$A,$A364,Data!N:N,\">=\"&0)*1000","v":67.985100000000003},{"$f":"SUMIFS(Data!O:O,Data!$A:$A,$A364,Data!O:O,\">=\"&0)*1000","v":4.8266999999999998},{"$f":"SUMIFS(Data!R:R,Data!$A:$A,$A364,Data!R:R,\">=\"&0)","v":8819.329459999999},{"$f":"SUMIFS(Data!S:S,Data!$A:$A,$A364,Data!S:S,\">=\"&0)","v":8770.70946},{"$f":"SUMIFS(Data!AA:AA,Data!$A:$A,$A364,Data!AA:AA,\">=\"&0)*1000","v":5.2813999799999989},{"$f":"SUMIFS(Data!AG:AG,Data!$A:$A,$A364,Data!AG:AG,\">=\"&0)*1000","v":4.5184999999999995},{"$f":"SUMIFS(Data!AM:AM,Data!$A:$A,$A364,Data!AM:AM,\">=\"&0)*1000","v":4.85090003},{"$f":"SUMIFS(Data!AS:AS,Data!$A:$A,$A364,Data!AS:AS,\">=\"&0)*1000","v":3.8048999799999996},0.55414751001320306,34.115678101545008,26.822179597410152,16.883921212791854,8.6094592668968684,{"$f":"Data!$AZ$5","v":75.3},{"$f":" IF(Data!$AZ$2,1,R364) * (1 + E364/F364)","v":15.08521349990677},0.55128907725371434,4.3120068452014937E-2,7.7326990831594777]
[360,{"$f":"SUMIF(Data!$A:$A,$A365,Data!G:G)/ SUMIF(Data!$A:$A,$A365,Data!F:F)","v":0.86895986895986899},{"$f":"SUMIFS(Data!L:L,Data!$A:$A,$A365,Data!L:L,\">=\"&0)","v":7114.7961000000005},{"$f":"SUMIFS(Data!M:M,Data!$A:$A,$A365,Data!M:M,\">=\"&0)","v":7072.7734399999999},{"$f":"SUMIFS(Data!N:N,Data!$A:$A,$A365,Data!N:N,\">=\"&0)*1000","v":49.049899799999999},{"$f":"SUMIFS(Data!O:O,Data!$A:$A,$A365,Data!O:O,\">=\"&0)*1000","v":5.7886999499999998},{"$f":"SUMIFS(Data!R:R,Data!$A:$A,$A365,Data!R:R,\">=\"&0)","v":6284.9329000000007},{"$f":"SUMIFS(Data!S:S,Data!$A:$A,$A365,Data!S:S,\">=\"&0)","v":6243.08392},{"$f":"SUMIFS(Data!AA:AA,Data!$A:$A,$A365,Data!AA:AA,\">=\"&0)*1000","v":6.2824998999999995},{"$f":"SUMIFS(Data!AG:AG,Data!$A:$A,$A365,Data!AG:AG,\">=\"&0)*1000","v":5.6708999600000007},{"$f":"SUMIFS(Data!AM:AM,Data!$A:$A,$A365,Data!AM:AM,\">=\"&0)*1000","v":5.9473999699999993},{"$f":"SUMIFS(Data!AS:AS,Data!$A:$A,$A365,Data!AS:AS,\">=\"&0)*1000","v":4.5866000099999997},0.59063758692958945,32.462521603836613,27.968106862672172,10.7848832515818,7.859927701709946,{"$f":"Data!$AZ$5","v":75.3},{"$f":" IF(Data!$AZ$2,1,R365) * (1 + E365/F365)","v":9.4733878459186673},0.66586200148613617,-0.71263005457633688,13.289738383013749]
[361,{"$f":"SUMIF(Data!$A:$A,$A366,Data!G:G)/ SUMIF(Data!$A:$A,$A366,Data!F:F)","v":0.91787003610108309},{"$f":"SUMIFS(Data!L:L,Data!$A:$A,$A366,Data!L:L,\">=\"&0)","v":6061.6868100000002},{"$f":"SUMIFS(Data!M:M,Data!$A:$A,$A366,Data!M:M,\">=\"&0)","v":6018.7936499999996},{"$f":"SUMIFS(Data!N:N,Data!$A:$A,$A366,Data!N:N,\">=\"&0)*1000","v":41.584899499999999},{"$f":"SUMIFS(Data!O:O,Data!$A:$A,$A366,Data!O:O,\">=\"&0)*1000","v":5.4907000000000004},{"$f":"SUMIFS(Data!R:R,Data!$A:$A,$A366,Data!R:R,\">=\"&0)","v":5271.1598300000005},{"$f":"SUMIFS(Data!S:S,Data!$A:$A,$A366,Data!S:S,\">=\"&0)","v":5228.2988500000001},{"$f":"SUMIFS(Data!AA:AA,Data!$A:$A,$A366,Data!AA:AA,\">=\"&0)*1000","v":5.9511000000000003},{"$f":"SUMIFS(Data!AG:AG,Data!$A:$A,$A366,Data!AG:AG,\">=\"&0)*1000","v":5.422100040000001},{"$f":"SUMIFS(Data!AM:AM,Data!$A:$A,$A366,Data!AM:AM,\">=\"&0)*1000","v":5.6849000000000007},{"$f":"SUMIFS(Data!AS:AS,Data!$A:$A,$A366,Data!AS:AS,\">=\"&0)*1000","v":4.3756000000000004},0.7076109562315136,32.033147483388063,27.992820896662341,9.7563666494061785,7.7363848700240272,{"$f":"Data!$AZ$5","v":75.3},{"$f":" IF(Data!$AZ$2,1,R366) * (1 + E366/F366)","v":8.5736972517165384},0.81312237500490248,-0.90462296116211693,15.119541225153931]
[362,{"$f":"SUMIF(Data!$A:$A,$A367,Data!G:G)/ SUMIF(Data!$A:$A,$A367,Data!F:F)","v":0.97851772287862515},{"$f":"SUMIFS(Data!L:L,Data!$A:$A,$A367,Data!L:L,\">=\"&0)","v":4744.9920000000002},{"$f":"SUMIFS(Data!M:M,Data!$A:$A,$A367,Data!M:M,\">=\"&0)","v":4706.1769399999994},{"$f":"SUMIFS(Data!N:N,Data!$A:$A,$A367,Data!N:N,\">=\"&0)*1000","v":33.838999999999999},{"$f":"SUMIFS(Data!O:O,Data!$A:$A,$A367,Data!O:O,\">=\"&0)*1000","v":4.77580004},{"$f":"SUMIFS(Data!R:R,Data!$A:$A,$A367,Data!R:R,\">=\"&0)","v":4076.8293000000003},{"$f":"SUMIFS(Data!S:S,Data!$A:$A,$A367,Data!S:S,\">=\"&0)","v":4037.6830199999999},{"$f":"SUMIFS(Data!AA:AA,Data!$A:$A,$A367,Data!AA:AA,\">=\"&0)*1000","v":5.16969996},{"$f":"SUMIFS(Data!AG:AG,Data!$A:$A,$A367,Data!AG:AG,\">=\"&0)*1000","v":4.7484999999999999},{"$f":"SUMIFS(Data!AM:AM,Data!$A:$A,$A367,Data!AM:AM,\">=\"&0)*1000","v":5.0363999999999995},{"$f":"SUMIFS(Data!AS:AS,Data!$A:$A,$A367,Data!AS:AS,\">=\"&0)*1000","v":3.8954000000000004},0.81802161099535697,31.168273093777394,27.476774758983346,8.8701686848478456,7.6193961554395511,{"$f":"Data!$AZ$5","v":75.3},{"$f":" IF(Data!$AZ$2,1,R367) * (1 + E367/F367)","v":8.0855144094349463},0.96021386031542666,-1.1496974807873899,16.556374452593836]
[363,{"$f":"SUMIF(Data!$A:$A,$A368,Data!G:G)/ SUMIF(Data!$A:$A,$A368,Data!F:F)","v":0.97122302158273377},{"$f":"SUMIFS(Data!L:L,Data!$A:$A,$A368,Data!L:L,\">=\"&0)","v":4946.7779900000005},{"$f":"SUMIFS(Data!M:M,Data!$A:$A,$A368,Data!M:M,\">=\"&0)","v":4908.30681},{"$f":"SUMIFS(Data!N:N,Data!$A:$A,$A368,Data!N:N,\">=\"&0)*1000","v":35.370800000000003},{"$f":"SUMIFS(Data!O:O,Data!$A:$A,$A368,Data!O:O,\">=\"&0)*1000","v":4.9374000300000001},{"$f":"SUMIFS(Data!R:R,Data!$A:$A,$A368,Data!R:R,\">=\"&0)","v":4260.7940099999996},{"$f":"SUMIFS(Data!S:S,Data!$A:$A,$A368,Data!S:S,\">=\"&0)","v":4221.9749499999998},{"$f":"SUMIFS(Data!AA:AA,Data!$A:$A,$A368,Data!AA:AA,\">=\"&0)*1000","v":5.3464999999999998},{"$f":"SUMIFS(Data!AG:AG,Data!$A:$A,$A368,Data!AG:AG,\">=\"&0)*1000","v":4.9051999400000001},{"$f":"SUMIFS(Data!AM:AM,Data!$A:$A,$A368,Data!AM:AM,\">=\"&0)*1000","v":5.2160999700000001},{"$f":"SUMIFS(Data!AS:AS,Data!$A:$A,$A368,Data!AS:AS,\">=\"&0)*1000","v":4.02050003},0.77770177027897014,31.090666080160556,27.399631602524167,8.9965763964353194,7.65173421864771,{"$f":"Data!$AZ$5","v":75.3},{"$f":" IF(Data!$AZ$2,1,R368) * (1 + E368/F368)","v":8.1638513762475107},0.91107572693944461,-1.0888451596381903,16.256180297801158]
[364,{"$f":"SUMIF(Data!$A:$A,$A369,Data!G:G)/ SUMIF(Data!$A:$A,$A369,Data!F:F)","v":0.84522003034901361},{"$f":"SUMIFS(Data!L:L,Data!$A:$A,$A369,Data!L:L,\">=\"&0)","v":7407.1108999999997},{"$f":"SUMIFS(Data!M:M,Data!$A:$A,$A369,Data!M:M,\">=\"&0)","v":7368.9367099999999},{"$f":"SUMIFS(Data!N:N,Data!$A:$A,$A369,Data!N:N,\">=\"&0)*1000","v":52.614899900000005},{"$f":"SUMIFS(Data!O:O,Data!$A:$A,$A369,Data!O:O,\">=\"&0)*1000","v":6.0411999999999999},{"$f":"SUMIFS(Data!R:R,Data!$A:$A,$A369,Data!R:R,\">=\"&0)","v":6568.8524700000007},{"$f":"SUMIFS(Data!S:S,Data!$A:$A,$A369,Data!S:S,\">=\"&0)","v":6530.7641599999997},{"$f":"SUMIFS(Data!AA:AA,Data!$A:$A,$A369,Data!AA:AA,\">=\"&0)*1000","v":6.5594000299999999},{"$f":"SUMIFS(Data!AG:AG,Data!$A:$A,$A369,Data!AG:AG,\">=\"&0)*1000","v":5.9136998600000004},{"$f":"SUMIFS(Data!AM:AM,Data!$A:$A,$A369,Data!AM:AM,\">=\"&0)*1000","v":6.3542000000000005},{"$f":"SUMIFS(Data!AS:AS,Data!$A:$A,$A369,Data!AS:AS,\">=\"&0)*1000","v":4.8794999899999993},0.5153721945758869,31.391469645409437,27.012950857713768,10.918717305345282,7.9001132364235449,{"$f":"Data!$AZ$5","v":75.3},{"$f":" IF(Data!$AZ$2,1,R369) * (1 + E369/F369)","v":9.7093458087797142},0.57983202049293392,-0.62586274060235048,12.834218622281423]
[365,{"$f":"SUMIF(Data!$A:$A,$A370,Data!G:G)/ SUMIF(Data!$A:$A,$A370,Data!F:F)","v":0.22589659990684677},{"$f":"SUMIFS(Data!L:L,Data!$A:$A,$A370,Data!L:L,\">=\"&0)","v":16435.2896},{"$f":"SUMIFS(Data!M:M,Data!$A:$A,$A370,Data!M:M,\">=\"&0)","v":16327.361099999998},{"$f":"SUMIFS(Data!N:N,Data!$A:$A,$A370,Data!N:N,\">=\"&0)*1000","v":121.63849969999998},{"$f":"SUMIFS(Data!O:O,Data!$A:$A,$A370,Data!O:O,\">=\"&0)*1000","v":5.4836000000000009},{"$f":"SUMIFS(Data!R:R,Data!$A:$A,$A370,Data!R:R,\">=\"&0)","v":15688.610500000001},{"$f":"SUMIFS(Data!S:S,Data!$A:$A,$A370,Data!S:S,\">=\"&0)","v":15595.801100000001},{"$f":"SUMIFS(Data!AA:AA,Data!$A:$A,$A370,Data!AA:AA,\">=\"&0)*1000","v":6.0831},{"$f":"SUMIFS(Data!AG:AG,Data!$A:$A,$A370,Data!AG:AG,\">=\"&0)*1000","v":4.6980000000000004},{"$f":"SUMIFS(Data!AM:AM,Data!$A:$A,$A370,Data!AM:AM,\">=\"&0)*1000","v":5.2942999999999989},{"$f":"SUMIFS(Data!AS:AS,Data!$A:$A,$A370,Data!AS:AS,\">=\"&0)*1000","v":3.9731999999999998},0.65668754629064652,35.970781924154124,25.486337143289688,29.482758620689651,9.8551725271654114,{"$f":"Data!$AZ$5","v":75.3},{"$f":" IF(Data!$AZ$2,1,R370) * (1 + E370/F370)","v":23.18223424392734},0.5915718284930338,1.5095278229457265,4.6907497428907208]

{"sheet":"Graphs - hourly","index":4,"n_rows":22,"n_cols":33,"rows_kept":22,"cut":false,"hidden":false,"merged":[]}
[{"$f":" \"PVSyst factors on Day \" & A2","v":"PVSyst factors on Day 120"}]
[120,null,"Simulation 1",null,null,null,"Sim 2",null,"Sim 3","Sim 4","Sim 5","Sim 6","PVSyst factors",null,null,null,null,null,null,null,{"$f":"\"Solving fMR for PVSYst\" & IF(Data!BF2,\" Version 7.4.6 or later\", \" versions prior to 7.4.6\")","v":"Solving fMR for PVSYst versions prior to 7.4.6"},null,null,null,"Weighted average for day"]
["Include IR",null,"Yes",null,null,null,"No",null,"Yes","Yes","Yes","Yes"]
["Albedo:",null,"Desired",null,null,null,"Desired",null,"Desired","Desired",{"$f":"Data!AM4","v":0.3},{"$f":"Data!AS4","v":0.2}]
["Hr",null,{"$f":"Data!L6","v":"PMP - noMM (W)"},{"$f":"Data!M6","v":"PMP (W)"},{"$f":"Data!N6","v":"JF (A/cm2)"},{"$f":"Data!O6","v":"JR (A/cm2)"},{"$f":"Data!R6","v":"PMP - noMM (W)"},{"$f":"Data!S6","v":"PMP (W)"},{"$f":"Data!AA6","v":"JR (A/cm2)"},{"$f":"Data!AG6","v":"JR (A/cm2)"},{"$f":"Data!AM6","v":"JR (A/cm2)"},{"$f":"Data!AS6","v":"JR (A/cm2)"},"fM","fAT","fA","fT","fS","fB","fMR mult","fMF","fMR","gB",null,"Hr","fAT","fA","fT","fS","fB","fM","fMF","fMR","gB"]
[5,null,{"$f":"SUMIFS(Data!L:L,Data!$A:$A,$A$2,Data!$B:$B,'Graphs - hourly'!$A6)","v":{"$error":"#N/A"}},{"$f":"SUMIFS(Data!M:M,Data!$A:$A,$A$2,Data!$B:$B,'Graphs - hourly'!$A6)","v":{"$error":"#N/A"}},{"$f":"SUMIFS(Data!N:N,Data!$A:$A,$A$2,Data!$B:$B,'Graphs - hourly'!$A6)","v":{"$error":"#N/A"}},{"$f":"SUMIFS(Data!O:O,Data!$A:$A,$A$2,Data!$B:$B,'Graphs - hourly'!$A6)","v":{"$error":"#N/A"}},{"$f":"SUMIFS(Data!R:R,Data!$A:$A,$A$2,Data!$B:$B,'Graphs - hourly'!$A6)","v":{"$error":"#N/A"}},{"$f":"SUMIFS(Data!S:S,Data!$A:$A,$A$2,Data!$B:$B,'Graphs - hourly'!$A6)","v":{"$error":"#N/A"}},{"$f":"SUMIFS(Data!AA:AA,Data!$A:$A,$A$2,Data!$B:$B,'Graphs - hourly'!$A6)","v":{"$error":"#N/A"}},{"$f":"SUMIFS(Data!AG:AG,Data!$A:$A,$A$2,Data!$B:$B,'Graphs - hourly'!$A6)","v":{"$error":"#N/A"}},{"$f":"SUMIFS(Data!AM:AM,Data!$A:$A,$A$2,Data!$B:$B,'Graphs - hourly'!$A6)","v":{"$error":"#N/A"}},{"$f":"SUMIFS(Data!AS:AS,Data!$A:$A,$A$2,Data!$B:$B,'Graphs - hourly'!$A6)","v":{"$error":"#N/A"}},{"$f":"100*IF(D6>0,(C6-D6)/C6,NA())","v":{"$error":"#N/A"}},{"$f":" 100* ( $L$4 + (I6 - L6) * ($K$4 - $L$4) /(K6 - L6) )","v":{"$error":"#N/A"}},{"$f":" 100 * ($L$4 + (J6 - L6) * ($K$4 - $L$4) /(K6 - L6))","v":{"$error":"#N/A"}},{"$f":"100*IF(D6>0,I6/J6-1,NA())","v":{"$error":"#N/A"}},{"$f":"100*IF(D6>0,1-F6/I6,NA())","v":{"$error":"#N/A"}},{"$f":"IF(D6>0,Data!$AZ$5,NA())","v":{"$error":"#N/A"}},{"$f":" IF(Data!$AZ$2,1,R6) * (1 + E6/F6)","v":{"$error":"#N/A"}},{"$f":"100*(G6-H6)/G6","v":{"$error":"#N/A"}},{"$f":"(M6-T6)*S6","v":{"$error":"#N/A"}},{"$f":" 100 * (D6/H6-1)","v":{"$error":"#N/A"}},null,0,{"$f":"SUMIFS('Graphs - daily'!N:N,'Graphs - daily'!$A:$A,$A$2)","v":33.538810631998942},{"$f":"SUMIFS('Graphs - daily'!O:O,'Graphs - daily'!$A:$A,$A$2)","v":25.909071793953682},{"$f":"SUMIFS('Graphs - daily'!P:P,'Graphs - daily'!$A:$A,$A$2)","v":22.361703241373611},{"$f":"SUMIFS('Graphs - daily'!Q:Q,'Graphs - daily'!$A:$A,$A$2)","v":8.1942037575677631},{"$f":"SUMIFS('Graphs - daily'!R:R,'Graphs - daily'!$A:$A,$A$2)","v":75.3},{"$f":"SUMIFS('Graphs - daily'!M:M,'Graphs - daily'!$A:$A,$A$2)","v":0.23119477527869073},{"$f":"SUMIFS('Graphs - daily'!T:T,'Graphs - daily'!$A:$A,$A$2)","v":0.21519468494872349},{"$f":"SUMIFS('Graphs - daily'!U:U,'Graphs - daily'!$A:$A,$A$2)","v":0.3148494500152853},{"$f":"SUMIFS('Graphs - daily'!V:V,'Graphs - daily'!$A:$A,$A$2)","v":5.4580085385496968}]
[{"$f":"A6+1","v":6},null,{"$f":"SUMIFS(Data!L:L,Data!$A:$A,$A$2,Data!$B:$B,'Graphs - hourly'!$A7)","v":50.895600000000002},{"$f":"SUMIFS(Data!M:M,Data!$A:$A,$A$2,Data!$B:$B,'Graphs - hourly'!$A7)","v":50.748511999999998},{"$f":"SUMIFS(Data!N:N,Data!$A:$A,$A$2,Data!$B:$B,'Graphs - hourly'!$A7)","v":7.492E-4},{"$f":"SUMIFS(Data!O:O,Data!$A:$A,$A$2,Data!$B:$B,'Graphs - hourly'!$A7)","v":7.6799999999999997E-5},{"$f":"SUMIFS(Data!R:R,Data!$A:$A,$A$2,Data!$B:$B,'Graphs - hourly'!$A7)","v":42.305500000000002},{"$f":"SUMIFS(Data!S:S,Data!$A:$A,$A$2,Data!$B:$B,'Graphs - hourly'!$A7)","v":42.218249999999998},{"$f":"SUMIFS(Data!AA:AA,Data!$A:$A,$A$2,Data!$B:$B,'Graphs - hourly'!$A7)","v":8.3499995999999999E-5},{"$f":"SUMIFS(Data!AG:AG,Data!$A:$A,$A$2,Data!$B:$B,'Graphs - hourly'!$A7)","v":7.4099999999999999E-5},{"$f":"SUMIFS(Data!AM:AM,Data!$A:$A,$A$2,Data!$B:$B,'Graphs - hourly'!$A7)","v":8.1000000000000004E-5},{"$f":"SUMIFS(Data!AS:AS,Data!$A:$A,$A$2,Data!$B:$B,'Graphs - hourly'!$A7)","v":5.5399999999999998E-5},{"$f":"100*IF(D7>0,(C7-D7)/C7,NA())","v":0.288999441994993},{"$f":" 100* ( $L$4 + (I7 - L7) * ($K$4 - $L$4) /(K7 - L7) )","v":30.976560937499997},{"$f":" 100 * ($L$4 + (J7 - L7) * ($K$4 - $L$4) /(K7 - L7))","v":27.304687499999996},{"$f":"100*IF(D7>0,I7/J7-1,NA())","v":12.685554655870446},{"$f":"100*IF(D7>0,1-F7/I7,NA())","v":8.0239476897699511},{"$f":"IF(D7>0,Data!$AZ$5,NA())","v":75.3},{"$f":" IF(Data!$AZ$2,1,R7) * (1 + E7/F7)","v":10.755208333333334},{"$f":"100*(G7-H7)/G7","v":0.20623795960337188},{"$f":"(M7-T7)*S7","v":0.89011698509738346},{"$f":" 100 * (D7/H7-1)","v":20.205152984787379},null,24,{"$f":"SUMIFS('Graphs - daily'!N:N,'Graphs - daily'!$A:$A,$A$2)","v":33.538810631998942},{"$f":"SUMIFS('Graphs - daily'!O:O,'Graphs - daily'!$A:$A,$A$2)","v":25.909071793953682},{"$f":"SUMIFS('Graphs - daily'!P:P,'Graphs - daily'!$A:$A,$A$2)","v":22.361703241373611},{"$f":"SUMIFS('Graphs - daily'!Q:Q,'Graphs - daily'!$A:$A,$A$2)","v":8.1942037575677631},{"$f":"SUMIFS('Graphs - daily'!R:R,'Graphs - daily'!$A:$A,$A$2)","v":75.3},{"$f":"SUMIFS('Graphs - daily'!M:M,'Graphs - daily'!$A:$A,$A$2)","v":0.23119477527869073},{"$f":"SUMIFS('Graphs - daily'!T:T,'Graphs - daily'!$A:$A,$A$2)","v":0.21519468494872349},{"$f":"SUMIFS('Graphs - daily'!U:U,'Graphs - daily'!$A:$A,$A$2)","v":0.3148494500152853},{"$f":"SUMIFS('Graphs - daily'!V:V,'Graphs - daily'!$A:$A,$A$2)","v":5.4580085385496968}]
[{"$f":"A7+1","v":7},null,{"$f":"SUMIFS(Data!L:L,Data!$A:$A,$A$2,Data!$B:$B,'Graphs - hourly'!$A8)","v":1734.0277000000001},{"$f":"SUMIFS(Data!M:M,Data!$A:$A,$A$2,Data!$B:$B,'Graphs - hourly'!$A8)","v":1730.2047},{"$f":"SUMIFS(Data!N:N,Data!$A:$A,$A$2,Data!$B:$B,'Graphs - hourly'!$A8)","v":1.32906E-2},{"$f":"SUMIFS(Data!O:O,Data!$A:$A,$A$2,Data!$B:$B,'Graphs - hourly'!$A8)","v":3.9990000000000002E-4},{"$f":"SUMIFS(Data!R:R,Data!$A:$A,$A$2,Data!$B:$B,'Graphs - hourly'!$A8)","v":1680.145},{"$f":"SUMIFS(Data!S:S,Data!$A:$A,$A$2,Data!$B:$B,'Graphs - hourly'!$A8)","v":1676.4773},{"$f":"SUMIFS(Data!AA:AA,Data!$A:$A,$A$2,Data!$B:$B,'Graphs - hourly'!$A8)","v":4.4450000000000002E-4},{"$f":"SUMIFS(Data!AG:AG,Data!$A:$A,$A$2,Data!$B:$B,'Graphs - hourly'!$A8)","v":3.0810000000000001E-4},{"$f":"SUMIFS(Data!AM:AM,Data!$A:$A,$A$2,Data!$B:$B,'Graphs - hourly'!$A8)","v":3.591E-4},{"$f":"SUMIFS(Data!AS:AS,Data!$A:$A,$A$2,Data!$B:$B,'Graphs - hourly'!$A8)","v":2.8170000000000002E-4},0.22046937312478299,41.033591731266149,23.410852713178294,44.271340473872115,10.033745781777281,{"$f":"IF(D8>0,Data!$AZ$5,NA())","v":75.3},{"$f":" IF(Data!$AZ$2,1,R8) * (1 + E8/F8)","v":34.234808702175542},0.21829663511184857,7.4383270232754567E-2,3.2047794503391014]
[8,null,{"$f":"SUMIFS(Data!L:L,Data!$A:$A,$A$2,Data!$B:$B,'Graphs - hourly'!$A9)","v":3728.4857999999999},{"$f":"SUMIFS(Data!M:M,Data!$A:$A,$A$2,Data!$B:$B,'Graphs - hourly'!$A9)","v":3719.6187},{"$f":"SUMIFS(Data!N:N,Data!$A:$A,$A$2,Data!$B:$B,'Graphs - hourly'!$A9)","v":2.8846500000000001E-2},{"$f":"SUMIFS(Data!O:O,Data!$A:$A,$A$2,Data!$B:$B,'Graphs - hourly'!$A9)","v":7.8669999999999999E-4},{"$f":"SUMIFS(Data!R:R,Data!$A:$A,$A$2,Data!$B:$B,'Graphs - hourly'!$A9)","v":3625.7339999999999},{"$f":"SUMIFS(Data!S:S,Data!$A:$A,$A$2,Data!$B:$B,'Graphs - hourly'!$A9)","v":3616.7350000000001},{"$f":"SUMIFS(Data!AA:AA,Data!$A:$A,$A$2,Data!$B:$B,'Graphs - hourly'!$A9)","v":8.654E-4},{"$f":"SUMIFS(Data!AG:AG,Data!$A:$A,$A$2,Data!$B:$B,'Graphs - hourly'!$A9)","v":6.2940000000000001E-4},{"$f":"SUMIFS(Data!AM:AM,Data!$A:$A,$A$2,Data!$B:$B,'Graphs - hourly'!$A9)","v":6.9340004E-4},{"$f":"SUMIFS(Data!AS:AS,Data!$A:$A,$A$2,Data!$B:$B,'Graphs - hourly'!$A9)","v":5.934E-4},0.23782040419732686,47.199989120004346,23.599998560000575,37.49602796313949,9.0940605500346656,{"$f":"IF(D9>0,Data!$AZ$5,NA())","v":75.3},{"$f":" IF(Data!$AZ$2,1,R9) * (1 + E9/F9)","v":37.667725943815938},0.248198020042281,-0.39090118959793446,2.8446568521055537]
[9,null,{"$f":"SUMIFS(Data!L:L,Data!$A:$A,$A$2,Data!$B:$B,'Graphs - hourly'!$A10)","v":4471.7879999999996},{"$f":"SUMIFS(Data!M:M,Data!$A:$A,$A$2,Data!$B:$B,'Graphs - hourly'!$A10)","v":4463.67},{"$f":"SUMIFS(Data!N:N,Data!$A:$A,$A$2,Data!$B:$B,'Graphs - hourly'!$A10)","v":3.4753800000000001E-2},{"$f":"SUMIFS(Data!O:O,Data!$A:$A,$A$2,Data!$B:$B,'Graphs - hourly'!$A10)","v":1.2845000000000001E-3},{"$f":"SUMIFS(Data!R:R,Data!$A:$A,$A$2,Data!$B:$B,'Graphs - hourly'!$A10)","v":4310.9165000000003},{"$f":"SUMIFS(Data!S:S,Data!$A:$A,$A$2,Data!$B:$B,'Graphs - hourly'!$A10)","v":4303.9399999999996},{"$f":"SUMIFS(Data!AA:AA,Data!$A:$A,$A$2,Data!$B:$B,'Graphs - hourly'!$A10)","v":1.3908E-3},{"$f":"SUMIFS(Data!AG:AG,Data!$A:$A,$A$2,Data!$B:$B,'Graphs - hourly'!$A10)","v":1.1145E-3},{"$f":"SUMIFS(Data!AM:AM,Data!$A:$A,$A$2,Data!$B:$B,'Graphs - hourly'!$A10)","v":1.224E-3},{"$f":"SUMIFS(Data!AS:AS,Data!$A:$A,$A$2,Data!$B:$B,'Graphs - hourly'!$A10)","v":1.0051000000000001E-3},0.1815381230058197,37.619917770671535,24.997715851987206,24.791386271870785,7.6430831176301339,{"$f":"IF(D10>0,Data!$AZ$5,NA())","v":75.3},{"$f":" IF(Data!$AZ$2,1,R10) * (1 + E10/F10)","v":28.056286492798755},0.16183333636827968,0.55284313918229555,3.7112506215235541,null,"Bifacial gain.  Requires simulations 1 & 2."]
[10,null,{"$f":"SUMIFS(Data!L:L,Data!$A:$A,$A$2,Data!$B:$B,'Graphs - hourly'!$A11)","v":4472.1660000000002},{"$f":"SUMIFS(Data!M:M,Data!$A:$A,$A$2,Data!$B:$B,'Graphs - hourly'!$A11)","v":4457.5986000000003},{"$f":"SUMIFS(Data!N:N,Data!$A:$A,$A$2,Data!$B:$B,'Graphs - hourly'!$A11)","v":3.4451599999999999E-2},{"$f":"SUMIFS(Data!O:O,Data!$A:$A,$A$2,Data!$B:$B,'Graphs - hourly'!$A11)","v":1.8314E-3},{"$f":"SUMIFS(Data!R:R,Data!$A:$A,$A$2,Data!$B:$B,'Graphs - hourly'!$A11)","v":4242.7079999999996},{"$f":"SUMIFS(Data!S:S,Data!$A:$A,$A$2,Data!$B:$B,'Graphs - hourly'!$A11)","v":4230.3433000000005},{"$f":"SUMIFS(Data!AA:AA,Data!$A:$A,$A$2,Data!$B:$B,'Graphs - hourly'!$A11)","v":1.9866999000000001E-3},{"$f":"SUMIFS(Data!AG:AG,Data!$A:$A,$A$2,Data!$B:$B,'Graphs - hourly'!$A11)","v":1.6172000000000001E-3},{"$f":"SUMIFS(Data!AM:AM,Data!$A:$A,$A$2,Data!$B:$B,'Graphs - hourly'!$A11)","v":1.8014000000000001E-3},{"$f":"SUMIFS(Data!AS:AS,Data!$A:$A,$A$2,Data!$B:$B,'Graphs - hourly'!$A11)","v":1.3546000000000001E-3},0.32573477818130869,34.147267233661594,25.87735004476276,22.84812639129359,7.8169782965207819,{"$f":"IF(D11>0,Data!$AZ$5,NA())","v":75.3},{"$f":" IF(Data!$AZ$2,1,R11) * (1 + E11/F11)","v":19.811619526045646},0.29143415007582835,0.67955099353016457,5.3720297357427116]
[11,null,{"$f":"SUMIFS(Data!L:L,Data!$A:$A,$A$2,Data!$B:$B,'Graphs - hourly'!$A12)","v":4454.37},{"$f":"SUMIFS(Data!M:M,Data!$A:$A,$A$2,Data!$B:$B,'Graphs - hourly'!$A12)","v":4443.46},{"$f":"SUMIFS(Data!N:N,Data!$A:$A,$A$2,Data!$B:$B,'Graphs - hourly'!$A12)","v":3.4062500000000002E-2},{"$f":"SUMIFS(Data!O:O,Data!$A:$A,$A$2,Data!$B:$B,'Graphs - hourly'!$A12)","v":2.3059998999999999E-3},{"$f":"SUMIFS(Data!R:R,Data!$A:$A,$A$2,Data!$B:$B,'Graphs - hourly'!$A12)","v":4165.8779999999997},{"$f":"SUMIFS(Data!S:S,Data!$A:$A,$A$2,Data!$B:$B,'Graphs - hourly'!$A12)","v":4156.4830000000002},{"$f":"SUMIFS(Data!AA:AA,Data!$A:$A,$A$2,Data!$B:$B,'Graphs - hourly'!$A12)","v":2.5125999999999998E-3},{"$f":"SUMIFS(Data!AG:AG,Data!$A:$A,$A$2,Data!$B:$B,'Graphs - hourly'!$A12)","v":2.0834E-3},{"$f":"SUMIFS(Data!AM:AM,Data!$A:$A,$A$2,Data!$B:$B,'Graphs - hourly'!$A12)","v":2.3504999000000001E-3},{"$f":"SUMIFS(Data!AS:AS,Data!$A:$A,$A$2,Data!$B:$B,'Graphs - hourly'!$A12)","v":1.6615E-3},0.24492801451158872,32.352686843641045,26.123368087571563,20.600940769895359,8.222562286078162,{"$f":"IF(D12>0,Data!$AZ$5,NA())","v":75.3},{"$f":" IF(Data!$AZ$2,1,R12) * (1 + E12/F12)","v":15.771249556428865},0.22552268693417157,0.30604626394769691,6.9043227170663135]
[12,null,{"$f":"SUMIFS(Data!L:L,Data!$A:$A,$A$2,Data!$B:$B,'Graphs - hourly'!$A13)","v":4549.6629999999996},{"$f":"SUMIFS(Data!M:M,Data!$A:$A,$A$2,Data!$B:$B,'Graphs - hourly'!$A13)","v":4539.0853999999999},{"$f":"SUMIFS(Data!N:N,Data!$A:$A,$A$2,Data!$B:$B,'Graphs - hourly'!$A13)","v":3.4682200000000003E-2},{"$f":"SUMIFS(Data!O:O,Data!$A:$A,$A$2,Data!$B:$B,'Graphs - hourly'!$A13)","v":2.702E-3},{"$f":"SUMIFS(Data!R:R,Data!$A:$A,$A$2,Data!$B:$B,'Graphs - hourly'!$A13)","v":4215.259},{"$f":"SUMIFS(Data!S:S,Data!$A:$A,$A$2,Data!$B:$B,'Graphs - hourly'!$A13)","v":4207.0879999999997},{"$f":"SUMIFS(Data!AA:AA,Data!$A:$A,$A$2,Data!$B:$B,'Graphs - hourly'!$A13)","v":2.9502E-3},{"$f":"SUMIFS(Data!AG:AG,Data!$A:$A,$A$2,Data!$B:$B,'Graphs - hourly'!$A13)","v":2.4884E-3},{"$f":"SUMIFS(Data!AM:AM,Data!$A:$A,$A$2,Data!$B:$B,'Graphs - hourly'!$A13)","v":2.8278999999999999E-3},{"$f":"SUMIFS(Data!AS:AS,Data!$A:$A,$A$2,Data!$B:$B,'Graphs - hourly'!$A13)","v":1.9338999999999999E-3},0.23249194500778678,31.36800894854586,26.202460850111859,18.558109628677055,8.4129889499017008,{"$f":"IF(D13>0,Data!$AZ$5,NA())","v":75.3},{"$f":" IF(Data!$AZ$2,1,R13) * (1 + E13/F13)","v":13.835751295336788},0.19384336763174639,0.53473210449347486,7.8913823528293348]
[13,null,{"$f":"SUMIFS(Data!L:L,Data!$A:$A,$A$2,Data!$B:$B,'Graphs - hourly'!$A14)","v":4563.0366000000004},{"$f":"SUMIFS(Data!M:M,Data!$A:$A,$A$2,Data!$B:$B,'Graphs - hourly'!$A14)","v":4552.9690000000001},{"$f":"SUMIFS(Data!N:N,Data!$A:$A,$A$2,Data!$B:$B,'Graphs - hourly'!$A14)","v":3.4909200000000001E-2},{"$f":"SUMIFS(Data!O:O,Data!$A:$A,$A$2,Data!$B:$B,'Graphs - hourly'!$A14)","v":2.7155E-3},{"$f":"SUMIFS(Data!R:R,Data!$A:$A,$A$2,Data!$B:$B,'Graphs - hourly'!$A14)","v":4230.7309999999998},{"$f":"SUMIFS(Data!S:S,Data!$A:$A,$A$2,Data!$B:$B,'Graphs - hourly'!$A14)","v":4221.2950000000001},{"$f":"SUMIFS(Data!AA:AA,Data!$A:$A,$A$2,Data!$B:$B,'Graphs - hourly'!$A14)","v":2.9626000000000001E-3},{"$f":"SUMIFS(Data!AG:AG,Data!$A:$A,$A$2,Data!$B:$B,'Graphs - hourly'!$A14)","v":2.5022998000000002E-3},{"$f":"SUMIFS(Data!AM:AM,Data!$A:$A,$A$2,Data!$B:$B,'Graphs - hourly'!$A14)","v":2.8356000000000002E-3},{"$f":"SUMIFS(Data!AS:AS,Data!$A:$A,$A$2,Data!$B:$B,'Graphs - hourly'!$A14)","v":1.9395E-3},0.22063377707731538,31.417252538779149,26.280546813971657,18.395085992493776,8.340646729224332,{"$f":"IF(D14>0,Data!$AZ$5,NA())","v":75.3},{"$f":" IF(Data!$AZ$2,1,R14) * (1 + E14/F14)","v":13.8555330510035},0.2230347426957586,-3.3266658480663069E-2,7.857162316303401]
[14,null,{"$f":"SUMIFS(Data!L:L,Data!$A:$A,$A$2,Data!$B:$B,'Graphs - hourly'!$A15)","v":4516.7543999999998},{"$f":"SUMIFS(Data!M:M,Data!$A:$A,$A$2,Data!$B:$B,'Graphs - hourly'!$A15)","v":4506.3890000000001},{"$f":"SUMIFS(Data!N:N,Data!$A:$A,$A$2,Data!$B:$B,'Graphs - hourly'!$A15)","v":3.49193E-2},{"$f":"SUMIFS(Data!O:O,Data!$A:$A,$A$2,Data!$B:$B,'Graphs - hourly'!$A15)","v":2.3486000000000002E-3},{"$f":"SUMIFS(Data!R:R,Data!$A:$A,$A$2,Data!$B:$B,'Graphs - hourly'!$A15)","v":4223.03},{"$f":"SUMIFS(Data!S:S,Data!$A:$A,$A$2,Data!$B:$B,'Graphs - hourly'!$A15)","v":4213.5757000000003},{"$f":"SUMIFS(Data!AA:AA,Data!$A:$A,$A$2,Data!$B:$B,'Graphs - hourly'!$A15)","v":2.5525999999999999E-3},{"$f":"SUMIFS(Data!AG:AG,Data!$A:$A,$A$2,Data!$B:$B,'Graphs - hourly'!$A15)","v":2.1191997999999998E-3},{"$f":"SUMIFS(Data!AM:AM,Data!$A:$A,$A$2,Data!$B:$B,'Graphs - hourly'!$A15)","v":2.3895000000000001E-3},{"$f":"SUMIFS(Data!AS:AS,Data!$A:$A,$A$2,Data!$B:$B,'Graphs - hourly'!$A15)","v":1.6896999999999999E-3},0.22948779327031113,32.330665904544148,26.137464989997138,20.451124995387417,7.991851445584885,{"$f":"IF(D15>0,Data!$AZ$5,NA())","v":75.3},{"$f":" IF(Data!$AZ$2,1,R15) * (1 + E15/F15)","v":15.868134207613044},0.22387480079467637,8.9067717909694644E-2,6.9492830044562748]
[15,null,{"$f":"SUMIFS(Data!L:L,Data!$A:$A,$A$2,Data!$B:$B,'Graphs - hourly'!$A16)","v":4369.13},{"$f":"SUMIFS(Data!M:M,Data!$A:$A,$A$2,Data!$B:$B,'Graphs - hourly'!$A16)","v":4356.0919999999996},{"$f":"SUMIFS(Data!N:N,Data!$A:$A,$A$2,Data!$B:$B,'Graphs - hourly'!$A16)","v":3.4144800000000003E-2},{"$f":"SUMIFS(Data!O:O,Data!$A:$A,$A$2,Data!$B:$B,'Graphs - hourly'!$A16)","v":1.8580000000000001E-3},{"$f":"SUMIFS(Data!R:R,Data!$A:$A,$A$2,Data!$B:$B,'Graphs - hourly'!$A16)","v":4138.1566999999995},{"$f":"SUMIFS(Data!S:S,Data!$A:$A,$A$2,Data!$B:$B,'Graphs - hourly'!$A16)","v":4127.2025999999996},{"$f":"SUMIFS(Data!AA:AA,Data!$A:$A,$A$2,Data!$B:$B,'Graphs - hourly'!$A16)","v":2.0144E-3},{"$f":"SUMIFS(Data!AG:AG,Data!$A:$A,$A$2,Data!$B:$B,'Graphs - hourly'!$A16)","v":1.6532000000000001E-3},{"$f":"SUMIFS(Data!AM:AM,Data!$A:$A,$A$2,Data!$B:$B,'Graphs - hourly'!$A16)","v":1.8361E-3},{"$f":"SUMIFS(Data!AS:AS,Data!$A:$A,$A$2,Data!$B:$B,'Graphs - hourly'!$A16)","v":1.3856999999999999E-3},0.29841181196257527,33.958703374777969,25.93916518650089,21.84853617227196,7.7640984908657558,{"$f":"IF(D16>0,Data!$AZ$5,NA())","v":75.3},{"$f":" IF(Data!$AZ$2,1,R16) * (1 + E16/F16)","v":19.377179763186223},0.26470964717213169,0.65305290555295059,5.5458726450695606]
[16,null,{"$f":"SUMIFS(Data!L:L,Data!$A:$A,$A$2,Data!$B:$B,'Graphs - hourly'!$A17)","v":4102.1760000000004},{"$f":"SUMIFS(Data!M:M,Data!$A:$A,$A$2,Data!$B:$B,'Graphs - hourly'!$A17)","v":4095.0972000000002},{"$f":"SUMIFS(Data!N:N,Data!$A:$A,$A$2,Data!$B:$B,'Graphs - hourly'!$A17)","v":3.2262399999999997E-2},{"$f":"SUMIFS(Data!O:O,Data!$A:$A,$A$2,Data!$B:$B,'Graphs - hourly'!$A17)","v":1.3587E-3},{"$f":"SUMIFS(Data!R:R,Data!$A:$A,$A$2,Data!$B:$B,'Graphs - hourly'!$A17)","v":3932.0976999999998},{"$f":"SUMIFS(Data!S:S,Data!$A:$A,$A$2,Data!$B:$B,'Graphs - hourly'!$A17)","v":3926.3762000000002},{"$f":"SUMIFS(Data!AA:AA,Data!$A:$A,$A$2,Data!$B:$B,'Graphs - hourly'!$A17)","v":1.47E-3},{"$f":"SUMIFS(Data!AG:AG,Data!$A:$A,$A$2,Data!$B:$B,'Graphs - hourly'!$A17)","v":1.2065999999999999E-3},{"$f":"SUMIFS(Data!AM:AM,Data!$A:$A,$A$2,Data!$B:$B,'Graphs - hourly'!$A17)","v":1.3103001E-3},{"$f":"SUMIFS(Data!AS:AS,Data!$A:$A,$A$2,Data!$B:$B,'Graphs - hourly'!$A17)","v":1.0809000000000001E-3},0.17256207437224116,36.961631664502328,25.479509381207766,21.829935355544517,7.5714285714285623,{"$f":"IF(D17>0,Data!$AZ$5,NA())","v":75.3},{"$f":" IF(Data!$AZ$2,1,R17) * (1 + E17/F17)","v":24.745050415838666},0.14550757474819739,0.6694649571722513,4.2971175304088227]
[17,null,{"$f":"SUMIFS(Data!L:L,Data!$A:$A,$A$2,Data!$B:$B,'Graphs - hourly'!$A18)","v":3261.6091000000001},{"$f":"SUMIFS(Data!M:M,Data!$A:$A,$A$2,Data!$B:$B,'Graphs - hourly'!$A18)","v":3256.3105},{"$f":"SUMIFS(Data!N:N,Data!$A:$A,$A$2,Data!$B:$B,'Graphs - hourly'!$A18)","v":2.54776E-2},{"$f":"SUMIFS(Data!O:O,Data!$A:$A,$A$2,Data!$B:$B,'Graphs - hourly'!$A18)","v":8.9499999999999996E-4},{"$f":"SUMIFS(Data!R:R,Data!$A:$A,$A$2,Data!$B:$B,'Graphs - hourly'!$A18)","v":3145.6433000000002},{"$f":"SUMIFS(Data!S:S,Data!$A:$A,$A$2,Data!$B:$B,'Graphs - hourly'!$A18)","v":3140.2939999999999},{"$f":"SUMIFS(Data!AA:AA,Data!$A:$A,$A$2,Data!$B:$B,'Graphs - hourly'!$A18)","v":9.7780000000000002E-4},{"$f":"SUMIFS(Data!AG:AG,Data!$A:$A,$A$2,Data!$B:$B,'Graphs - hourly'!$A18)","v":7.6400000000000003E-4},{"$f":"SUMIFS(Data!AM:AM,Data!$A:$A,$A$2,Data!$B:$B,'Graphs - hourly'!$A18)","v":8.3259999999999996E-4},{"$f":"SUMIFS(Data!AS:AS,Data!$A:$A,$A$2,Data!$B:$B,'Graphs - hourly'!$A18)","v":6.979E-4},0.16245355704949677,40.779510022271722,24.9072011878248,27.984293193717271,8.4679893638781039,{"$f":"IF(D18>0,Data!$AZ$5,NA())","v":75.3},{"$f":" IF(Data!$AZ$2,1,R18) * (1 + E18/F18)","v":29.466592178770952},0.17005424613783487,-0.22396640564369341,3.6944470804326057]
[18,null,{"$f":"SUMIFS(Data!L:L,Data!$A:$A,$A$2,Data!$B:$B,'Graphs - hourly'!$A19)","v":1652.6492000000001},{"$f":"SUMIFS(Data!M:M,Data!$A:$A,$A$2,Data!$B:$B,'Graphs - hourly'!$A19)","v":1649.3398},{"$f":"SUMIFS(Data!N:N,Data!$A:$A,$A$2,Data!$B:$B,'Graphs - hourly'!$A19)","v":1.29281E-2},{"$f":"SUMIFS(Data!O:O,Data!$A:$A,$A$2,Data!$B:$B,'Graphs - hourly'!$A19)","v":4.326E-4},{"$f":"SUMIFS(Data!R:R,Data!$A:$A,$A$2,Data!$B:$B,'Graphs - hourly'!$A19)","v":1595.7838999999999},{"$f":"SUMIFS(Data!S:S,Data!$A:$A,$A$2,Data!$B:$B,'Graphs - hourly'!$A19)","v":1592.6382000000001},{"$f":"SUMIFS(Data!AA:AA,Data!$A:$A,$A$2,Data!$B:$B,'Graphs - hourly'!$A19)","v":4.8079999999999998E-4},{"$f":"SUMIFS(Data!AG:AG,Data!$A:$A,$A$2,Data!$B:$B,'Graphs - hourly'!$A19)","v":3.4420000000000002E-4},{"$f":"SUMIFS(Data!AM:AM,Data!$A:$A,$A$2,Data!$B:$B,'Graphs - hourly'!$A19)","v":3.9300000000000001E-4},{"$f":"SUMIFS(Data!AS:AS,Data!$A:$A,$A$2,Data!$B:$B,'Graphs - hourly'!$A19)","v":3.0410000000000002E-4},0.20024818334103181,39.876265466816641,24.510686164229472,39.686228936664712,10.024958402662222,{"$f":"IF(D19>0,Data!$AZ$5,NA())","v":75.3},{"$f":" IF(Data!$AZ$2,1,R19) * (1 + E19/F19)","v":30.884650947757745},0.19712568850956613,9.6437162955995095E-2,3.5602310681735361]
[19,null,{"$f":"SUMIFS(Data!L:L,Data!$A:$A,$A$2,Data!$B:$B,'Graphs - hourly'!$A20)","v":46.058700000000002},{"$f":"SUMIFS(Data!M:M,Data!$A:$A,$A$2,Data!$B:$B,'Graphs - hourly'!$A20)","v":45.939953000000003},{"$f":"SUMIFS(Data!N:N,Data!$A:$A,$A$2,Data!$B:$B,'Graphs - hourly'!$A20)","v":7.094E-4},{"$f":"SUMIFS(Data!O:O,Data!$A:$A,$A$2,Data!$B:$B,'Graphs - hourly'!$A20)","v":7.4200000000000001E-5},{"$f":"SUMIFS(Data!R:R,Data!$A:$A,$A$2,Data!$B:$B,'Graphs - hourly'!$A20)","v":38.0959},{"$f":"SUMIFS(Data!S:S,Data!$A:$A,$A$2,Data!$B:$B,'Graphs - hourly'!$A20)","v":38.022151999999998},{"$f":"SUMIFS(Data!AA:AA,Data!$A:$A,$A$2,Data!$B:$B,'Graphs - hourly'!$A20)","v":8.0099999999999995E-5},{"$f":"SUMIFS(Data!AG:AG,Data!$A:$A,$A$2,Data!$B:$B,'Graphs - hourly'!$A20)","v":7.1300003999999996E-5},{"$f":"SUMIFS(Data!AM:AM,Data!$A:$A,$A$2,Data!$B:$B,'Graphs - hourly'!$A20)","v":7.6899999999999999E-5},{"$f":"SUMIFS(Data!AS:AS,Data!$A:$A,$A$2,Data!$B:$B,'Graphs - hourly'!$A20)","v":5.2500000000000002E-5},0.25781665570239504,31.311475409836063,27.704919672131144,12.342209686271556,7.3657927590511818,{"$f":"IF(D20>0,Data!$AZ$5,NA())","v":75.3},{"$f":" IF(Data!$AZ$2,1,R20) * (1 + E20/F20)","v":10.560646900269541},0.19358513645825909,0.67832639460518762,20.824179020693002]
[20,null,{"$f":"SUMIFS(Data!L:L,Data!$A:$A,$A$2,Data!$B:$B,'Graphs - hourly'!$A21)","v":{"$error":"#N/A"}},{"$f":"SUMIFS(Data!M:M,Data!$A:$A,$A$2,Data!$B:$B,'Graphs - hourly'!$A21)","v":{"$error":"#N/A"}},{"$f":"SUMIFS(Data!N:N,Data!$A:$A,$A$2,Data!$B:$B,'Graphs - hourly'!$A21)","v":{"$error":"#N/A"}},{"$f":"SUMIFS(Data!O:O,Data!$A:$A,$A$2,Data!$B:$B,'Graphs - hourly'!$A21)","v":{"$error":"#N/A"}},{"$f":"SUMIFS(Data!R:R,Data!$A:$A,$A$2,Data!$B:$B,'Graphs - hourly'!$A21)","v":{"$error":"#N/A"}},{"$f":"SUMIFS(Data!S:S,Data!$A:$A,$A$2,Data!$B:$B,'Graphs - hourly'!$A21)","v":{"$error":"#N/A"}},{"$f":"SUMIFS(Data!AA:AA,Data!$A:$A,$A$2,Data!$B:$B,'Graphs - hourly'!$A21)","v":{"$error":"#N/A"}},{"$f":"SUMIFS(Data!AG:AG,Data!$A:$A,$A$2,Data!$B:$B,'Graphs - hourly'!$A21)","v":{"$error":"#N/A"}},{"$f":"SUMIFS(Data!AM:AM,Data!$A:$A,$A$2,Data!$B:$B,'Graphs - hourly'!$A21)","v":{"$error":"#N/A"}},{"$f":"SUMIFS(Data!AS:AS,Data!$A:$A,$A$2,Data!$B:$B,'Graphs - hourly'!$A21)","v":{"$error":"#N/A"}},{"$error":"#N/A"},{"$error":"#N/A"},{"$error":"#N/A"},{"$error":"#N/A"},{"$error":"#N/A"},{"$f":"IF(D21>0,Data!$AZ$5,NA())","v":{"$error":"#N/A"}},{"$f":" IF(Data!$AZ$2,1,R21) * (1 + E21/F21)","v":{"$error":"#N/A"}},{"$error":"#N/A"},{"$error":"#N/A"},{"$error":"#N/A"}]
[21,null,{"$f":"SUMIFS(Data!L:L,Data!$A:$A,$A$2,Data!$B:$B,'Graphs - hourly'!$A22)","v":{"$error":"#N/A"}},{"$f":"SUMIFS(Data!M:M,Data!$A:$A,$A$2,Data!$B:$B,'Graphs - hourly'!$A22)","v":{"$error":"#N/A"}},{"$f":"SUMIFS(Data!N:N,Data!$A:$A,$A$2,Data!$B:$B,'Graphs - hourly'!$A22)","v":{"$error":"#N/A"}},{"$f":"SUMIFS(Data!O:O,Data!$A:$A,$A$2,Data!$B:$B,'Graphs - hourly'!$A22)","v":{"$error":"#N/A"}},{"$f":"SUMIFS(Data!R:R,Data!$A:$A,$A$2,Data!$B:$B,'Graphs - hourly'!$A22)","v":{"$error":"#N/A"}},{"$f":"SUMIFS(Data!S:S,Data!$A:$A,$A$2,Data!$B:$B,'Graphs - hourly'!$A22)","v":{"$error":"#N/A"}},{"$f":"SUMIFS(Data!AA:AA,Data!$A:$A,$A$2,Data!$B:$B,'Graphs - hourly'!$A22)","v":{"$error":"#N/A"}},{"$f":"SUMIFS(Data!AG:AG,Data!$A:$A,$A$2,Data!$B:$B,'Graphs - hourly'!$A22)","v":{"$error":"#N/A"}},{"$f":"SUMIFS(Data!AM:AM,Data!$A:$A,$A$2,Data!$B:$B,'Graphs - hourly'!$A22)","v":{"$error":"#N/A"}},{"$f":"SUMIFS(Data!AS:AS,Data!$A:$A,$A$2,Data!$B:$B,'Graphs - hourly'!$A22)","v":{"$error":"#N/A"}},{"$error":"#N/A"},{"$error":"#N/A"},{"$error":"#N/A"},{"$error":"#N/A"},{"$error":"#N/A"},{"$f":"IF(D22>0,Data!$AZ$5,NA())","v":{"$error":"#N/A"}},{"$f":" IF(Data!$AZ$2,1,R22) * (1 + E22/F22)","v":{"$error":"#N/A"}},{"$error":"#N/A"},{"$error":"#N/A"},{"$error":"#N/A"}]